## Sheet1
Caleffi Part Number | Detailed Description | Catalog Page Number | June 1, 2021 List Price | Bar Code | Country of Origin | Harmonize Code | Effective Date | On Website | Product URL | Sell Sheet | Product Photo | Product Video | Instruction Sheet
520061A | AngleMix™ 3- Way Mixing valve 1-1/4" union body (1" valves) | 56 | 180 | 8016615656459 | IT | 8481809015 | 2021-06-01 | No
290030 | Isolation valve 1" M x 1" F union | 66 | 36.8 | 8016615646993 | IT | 8481801085 | 2021-06-01 | No
386500 | Screw Plug 3/4" | 49 | 8.5 | 8016615036176 | IT | 8481909085 | 2021-06-01 | No
449000 | White Handle for 668 Manifolds | 51 | 8.5 | 8016615036176 | IT | 8481909085 | 2021-06-01 | No
942550 | SLEEVE 3/4" X 3/4" | 49 | 10.5 | 8016615047240 | IT | 8481909085 | 2021-06-01 | No
110050A | Manifold Outlet Fitting, 3/4" NPT Male | 108 | 26.6 | 8016615337884 | IT | 8481909085 | 2021-06-01 | No
110060A | Manifold Outlet Fitting, 1" NPT Male | 108 | 29.1 | 8016615337891 | IT | 8481909085 | 2021-06-01 | No
132533AFC | QuickSetter+™ Balancing Valve w/ Flowmeter Union, 3/4" Pex Expansion .5 - 1.75 GPM & Temp Gauge Low Lead | 66 | 265 | 8016615615692 | IT | 8481809015 | 2021-06-01 | No
31401 FD | Tail Piece 1-1/4" FNPT from 548007A | 97 | 34.4 | 8016615074574 | IT | 7412200000 | 2021-06-01 | No
31403 FD | 25T008 Tail Piece 1-1/4" SWT | 97 | 57 | 8016615074574 | IT | 8481909085 | 2021-06-01 | No
31426 FD | 25T011 Tail Piece 2" FPT-548009A | 97 | 67.9 | 8016615004328 | IT | 7412200000 | 2021-06-01 | No
31428 FD | 25T012 Tail Piece 2" SWT | 97 | 88.6 | 8016615004342 | IT | 8481909085 | 2021-06-01 | No
31553 FD | Union End 1" Female NPTF | 97 | 15.3 | 8016615074574 | IT | 8481909085 | 2021-06-01 | No
31554 FD | 1" SWT Fitting-523 Valve | 95 | 30.6 | 8016615035711 | IT | 8481909085 | 2021-06-01 | No
41371A | Fitting 1-1/2" NPT for 523 | 95 | 49.7 | 8016615036176 | IT | 8481909085 | 2021-06-01 | No
41372A | Fitting 2" NPT for 523 | 95 | 64.4 | 8016615036176 | IT | 8481909085 | 2021-06-01 | No
41380A | Fitting 1/2" SWT for 573 | 97 | 12.2 | 8016615036176 | IT | 8481909085 | 2021-06-01 | No
41787 CST | 1-1/4” SWT Low Lead Tail Piece | 95 | 30.1 | 8016615435474 | IT | 8481909085 | 2021-06-01 | No
41788 CST | 1-1/2” SWT Low Lead Tail Piece | 95 | 47.7 | 8016615435481 | IT | 8481909085 | 2021-06-01 | No
41789 CST | 2” SWT Low Lead Tail Piece | 95 | 62.1 | 8016615435498 | IT | 8481909085 | 2021-06-01 | No
41882A | Fitting 1-1/2" SWT for 548098A | 97 | 53.9 | 8016615475227 | IT | 8481909085 | 2021-06-01 | No
533000H | Fits 533H 1/2", 3/4" | 79 | 47.7 |  |  |  | 2021-06-01 | No
535560HA | PressCal™ PRV ASSE 1003, 1" PEX Expansion | 78 | 152 | 8016615654066 | IT | 8481301090 | 2021-06-01 | No
535561HA | PressCal™ PRV ASSE 1003, 1" PEX Expansion w/ Pressure Gauge | 78 | 164 | 8016615654073 | IT | 8481301090 | 2021-06-01 | No
536043A 103 | PressCal™ HP PRV ASSE 1003 Dual Union 1/2" NPT female | 80 | 176 |  | IT | 8481100090 | 2021-06-01 | No
536043A 109 | PressCal™ HP PRV ASSE 1003 Dual Union 1/2" sweat | 80 | 168 | 8016615658972 | IT | 8481100090 | 2021-06-01 | No
536053A 103 | PressCal™ HP PRV ASSE 1003 Dual Union 3/4" NPT female | 80 | 187 |  | IT | 8481100090 | 2021-06-01 | No
536053A 106 | PressCal™ HP PRV ASSE 1003 Dual Union 3/4" press | 80 | 215 |  | IT | 8481100090 | 2021-06-01 | No
536053A 109 | PressCal™ HP PRV ASSE 1003 Dual Union 3/4" sweat | 80 | 177 | 8016615658989 | IT | 8481100090 | 2021-06-01 | No
536063A 103 | PressCal™ HP PRV ASSE 1003 Dual Union 1" NPT female | 80 | 271 |  | IT | 8481100090 | 2021-06-01 | No
536063A 106 | PressCal™ HP PRV ASSE 1003 Dual Union 1" press | 80 | 312 |  | IT | 8481100090 | 2021-06-01 | No
536063A 109 | PressCal™ HP PRV ASSE 1003 Dual Union 1" sweat | 80 | 257 | 8016615658996 | IT | 8481100090 | 2021-06-01 | No
536073A 103 | PressCal™ HP PRV ASSE 1003 Dual Union 1-1/4" NPT female | 80 | 487 |  | IT | 8481100090 | 2021-06-01 | No
536073A 106 | PressCal™ HP PRV ASSE 1003 Dual Union 1-1/4" press | 80 | 561 |  | IT | 8481100090 | 2021-06-01 | No
536073A 109 | PressCal™ HP PRV ASSE 1003 Dual Union 1-1/4" sweat | 80 | 463 | 8016615659009 | IT | 8481100090 | 2021-06-01 | No
536083A 103 | PressCal™ HP PRV ASSE 1003 Dual Union 1-1/2" NPT female | 80 | 735 |  | IT | 8481100090 | 2021-06-01 | No
536083A 106 | PressCal™ HP PRV ASSE 1003 Dual Union 1-1/2" press | 80 | 845 |  | IT | 8481100090 | 2021-06-01 | No
536083A 109 | PressCal™ HP PRV ASSE 1003 Dual Union 1-1/2" sweat | 80 | 698 | 8016615659016 | IT | 8481100090 | 2021-06-01 | No
536093A 103 | PressCal™ HP PRV ASSE 1003 Dual Union 2" NPT female | 80 | 945 |  | IT | 8481100090 | 2021-06-01 | No
536093A 106 | PressCal™ HP PRV ASSE 1003 Dual Union 2" press | 80 | 1087 |  | IT | 8481100090 | 2021-06-01 | No
536093A 109 | PressCal™ HP PRV ASSE 1003 Dual Union 2" sweat | 80 | 898 | 8016615659023 | IT | 8481100090 | 2021-06-01 | No
546306AM | DirtMagPRO™ 1" FNPT | 25 | 242 |  | IT | 8421290065 | 2021-06-01 | No
546307AM | DirtMagPRO™ 1¼" FNPT | 25 | 352 |  | IT | 8421290065 | 2021-06-01 | No
546308AM | DirtMagPRO™ 1½" FNPT | 25 | 460 |  | IT | 8421290065 | 2021-06-01 | No
546309AM | DirtMagPRO™ 2" FNPT | 25 | 553 |  | IT | 8421290065 | 2021-06-01 | No
546328AM | DirtMagPRO™ 1" sweat | 25 | 230 |  | IT | 8421290065 | 2021-06-01 | No
546335AM | DirtMagPRO™ 1¼" sweat | 25 | 335 |  | IT | 8421290065 | 2021-06-01 | No
546341AM | DirtMagPRO™ 1½" sweat | 25 | 437 |  | IT | 8421290065 | 2021-06-01 | No
546354AM | DirtMagPRO™ 2" sweat | 25 | 533 |  | IT | 8421290065 | 2021-06-01 | No
546366AM | DirtMagPRO™ 1" press | 25 | 263 |  | IT | 8421290065 | 2021-06-01 | No
546367AM | DirtMagPRO™ 1¼" press | 25 | 402 |  | IT | 8421290065 | 2021-06-01 | No
546368AM | DirtMagPRO™ 1-1/2" press | 25 | 524 |  |  | 8421290065 | 2021-06-01 | No
546369AM | DirtMagPRO™ 2" press | 25 | 639 |  | IT | 8421290065 | 2021-06-01 | No
574700A | Backflow Preventer 1-1/4" FNPT ASSE 1013 | 83 | 723 |  | IT | 8481301090 | 2021-06-01 | No
574706A | Backflow Preventer 1-1/4" press ASSE 1013 | 83 | 823 |  | IT | 8481301090 | 2021-06-01 | No
656354R | 24 V AC/DC, 250 mA, 300 seconds, micro-switch, Rehau | 50 | 121 | 8016615566390 | IT | 8481809020 | 2021-06-01 | No
69122 CST | Valve Series 668 | 51 | 10.9 | 8016615045529 | IT | 8481909085 | 2021-06-01 | No
861527A CST | GeoGrip 3/4" Pipe Fitting to 3/4" M NPT | 108 | 16.2 | 8016615337907 | IT | 8481909085 | 2021-06-01 | No
861634A CST | GeoGrip 1" Pipe Fitting to 1" male NPT | 108 | 25.9 | 8016615337914 | IT | 8481909085 | 2021-06-01 | No
F0000492 | ½” PEX crimp tailpiece for 1" union nut | 95 | 7.1 | 8016615572278 | IT | 8481909085 | 2021-06-01 | No
F0000493 | 1-1/2" NPT female tailpiece with 2" union nut and washer | 96 | 77.1 | 8016615570892 | IT | 8481909085 | 2021-06-01 | No
F0000494 | 1-1/2" sweat tailpiece with 2" union nut and washer | 96 | 57.9 | 8016615570908 | IT | 8481909085 | 2021-06-01 | No
F0000495 | 2" NPT female tailpiece with 2-1/2" union nut and washer | 96 | 92.1 | 8016615570915 | IT | 8481909085 | 2021-06-01 | No
F0000496 | 2" sweat tailpiece with 2-1/2" union nut and washer | 96 | 79.3 | 8016615570922 | IT | 8481909085 | 2021-06-01 | No
F0000520 | 3/4” PEX crimp tailpiece for 1" union nut | 95 | 9.8 | 8016615572285 | IT | 8481909085 | 2021-06-01 | No
F0000521 | 1” PEX crimp tailpiece for 1" union nut | 95 | 20.9 | 8016615572292 | IT | 8481909085 | 2021-06-01 | No
F0000698 | 1" brass slip nut | 95 | 5.4 | 8016615587029 | IT | 8481909085 | 2021-06-01 | No
F0000718 | 3/8" compression tailpiece for 1" nut | 95 | 14.4 | 8016615589849 | IT | 8481909085 | 2021-06-01 | No
F0001007 | 1/2" PEX exp for 1" nut | 95 | 7.1 | 8016615612097 | IT | 8481909085 | 2021-06-01 | No
F0001008 | 3/4" PEX exp for 1" nut | 95 | 9.8 | 8016615612103 | IT | 8481909085 | 2021-06-01 | No
F0001009 | 1" PEX exp for 1" nut | 95 | 20.9 | 8016615612110 | IT | 8481909085 | 2021-06-01 | No
F0001179 | Repl. element for 3/4 (all) to 1-1/4" (sweat) | 27 | 17.1 | 8016615619096 | IT | 8421990040 | 2021-06-01 | No
F0001270 | 5212 replacement check valve/filter kit | 58 | 6.3 | 8016615635379 | IT | 8481909085 | 2021-06-01 | No
F0001470 | Float Mechanism & Cap for steel Discal | 27 | 64.6 | 8016615648560 | IT | 8481909085 | 2021-06-01 | No
F0001516 | Replacement bal. cart. 1/2", 3/4" Thmostr | 71 | 44.4 | 8016615652116 | IT | 8481809015 | 2021-06-01 | No
F19153 | Replacement mixing valve | 45 | 247 | 8016615267280 | IT | 8481809015 | 2021-06-01 | No
F31868 | 1/2" NPT Fitting for Autofills | 97 | 10.2 | 8016615484793 | IT | 74122000 | 2021-06-01 | No
F49644 | 1/2" NPT female tailpiece with 3/4" union nut and washer | 96 | 17.1 | 8016615499711 | IT | 8481909085 | 2021-06-01 | No
F49645 | 3/4" NPT female tailpiece with 1" union nut and washer | 96 | 19.3 | 8016615499728 | IT | 8481909085 | 2021-06-01 | No
F49646 | 1" NPT female tailpiece with 1-1/4" union nut and washer | 96 | 25.7 | 8016615499735 | IT | 8481909085 | 2021-06-01 | No
F49647 | 1-1/4" NPT female tailpiece with 1-1/2" union nut and washer | 96 | 42.8 | 8016615499933 | IT | 8481909085 | 2021-06-01 | No
F49657 | 1" sweat tailpiece with 1-1/4" nut and washer | 96 | 17.1 | 8016615499780 | IT | 8481909085 | 2021-06-01 | No
F52429 | Conical Filter | 55 | 4.3 | 8016615484779 | IT | 8481909085 | 2021-06-01 | No
F59917 | Repl. element for 1-1/4" (NPT, press) to 2" (all) | 27 | 17.1 | 8016615246575 | IT | 8421990040 | 2021-06-01 | No
F61008/C | 1" Chrome Nut | 95 | 4.6 | 8016615508178 | IT | 8481909085 | 2021-06-01 | No
F69184 | Balancing Valve x 668 Series | 51 | 17.1 | 8016615351200 | IT | 8481909085 | 2021-06-01 | No
F69590 | Replacement Cartridge S1 Manifold | 51 | 19.6 | 8016615309577 | IT | 8481909085 | 2021-06-01 | No
F69591 | Replacement recirculation sensor | 61 | 70.7 | 8016615240023 | IT | 8481809015 | 2021-06-01 | No
F69600 | Flow Meter for 668S1A Series Manifolds | 51 | 24.6 | 8016615267471 | IT | 8481909085 | 2021-06-01 | No
F69804 | Replacement mixed sensor 1-1/2", 2" valve | 61 | 79.3 | 8016615381825 | IT | 8481809015 | 2021-06-01 | No
F69807 | Replacement mixed sensor 1", 1-1/4" valve | 61 | 55.7 | 8016615381795 | IT | 8481809015 | 2021-06-01 | No
F69888 | Replacement controller battery | 61 | 39.9 | 8016615502572 | IT | 8481809015 | 2021-06-01 | No
NA10038 | Grundfos Pump 163 Group UPS15-58U | 45 | 219 | 8016615964592 | US | 8481909085 | 2021-06-01 | No
NA10117 | Repl. check for 1/2", 3/4" (1" G body) | 101 | 8.6 | 8016615265255 | US | 8481909085 | 2021-06-01 | No
NA10119 | Adaptor 1-1/4" BSP Male x 1 " SWT Femal | 99 | 25.4 | 8016615265590 | US | 8481909085 | 2021-06-01 | No
NA10167 | 1/2" sweat ball valve | 100 | 8.6 | 8016615307573 | US | 8481801085 | 2021-06-01 | No
NA10197 | Clear Replacement Plastic Cap- Autofils | 88 | 1.4 | 8016615314410 | IT | 8481909085 | 2021-06-01 | No
NA10288 | DECA fitting 1" PE Tube x 1"Fem.G Thread | 108 | 36.1 | 8016615378788 | IT | 8481909085 | 2021-06-01 | No
NA10370 | Repl. check for 1", 1-1/4" (1.5" G body) | 101 | 8.6 | 8016615506938 | US | 8481909085 | 2021-06-01 | No
NA10371 | Repl. check for 1-1/2", 2" (2.5" G body) | 101 | 15 | 8016615506945 | US | 8481909085 | 2021-06-01 | No
NA10405 | STD PLASTIC CHECK VALVE INSERT OV20 | 55 | 2.1 | 8016615547856 | US | 8481909085 | 2021-06-01 | No
NA10406 | 1" Press Tailpiece Assembly | 97 | 39.5 | 8016615550160 | US | 8481909085 | 2021-06-01 | No
NA10407 | 1-1/4" Press Tailpiece Assembly | 97 | 59 | 8016615550177 | US | 8481909085 | 2021-06-01 | No
NA10408 | 1-1/2" Press Tailpiece Assembly | 97 | 83.3 | 8016615550184 | US | 8481909085 | 2021-06-01 | No
NA10409 | 2" Press Tailpiece Assembly | 97 | 137 | 8016615550191 | US | 8481909085 | 2021-06-01 | No
NA10438 | Gauge port plug, 1/8" NPT | 79 | 2.3 | 8016615555905 | US | 8481909085 | 2021-06-01 | No
NA10481 | Grundfos 15-58U solar pump | 104 | 229 | 8016615579666 | US | 8481909085 | 2021-06-01 | No
NA10484 | ½” PEX crimp tailpiece for 1" union nut, w/check | 95 | 15.9 | 8016615574876 | IT | 8481909085 | 2021-06-01 | No
NA10485 | 3/4” PEX crimp tailpiece for 1" union nut, w/check | 95 | 22.4 | 8016615574883 | IT | 8481909085 | 2021-06-01 | No
NA10486 | 1” PEX crimp tailpiece for 1" union nut, w/check | 95 | 33.5 | 8016615574890 | IT | 8481909085 | 2021-06-01 | No
NA10496 | 1" PEX crimp tailpiece for 1-1/4" union nut | 96 | 23.5 | 8016615578041 | US | 8481909085 | 2021-06-01 | No
NA10497 | 1" press tailpiece with 1-1/4" union nut | 96 | 32.1 | 8016615578058 | US | 7412100000 | 2021-06-01 | No
NA10556 | 1" PEX expansion tailpiece for 1-1/4" union nut | 96 | 12.8 | 8016615642957 | IT | 8481909085 | 2021-06-01 | No
NA10634 | 1/2" PEX exp for 1" nut, check | 95 | 15.9 | 8016615612844 | IT | 8481909085 | 2021-06-01 | No
NA10635 | 3/4" PEX exp for 1" nut, check | 95 | 22.4 | 8016615612851 | IT | 8481909085 | 2021-06-01 | No
NA10636 | 1" PEX exp for 1" nut, check | 95 | 33.5 | 8016615612868 | IT | 8481909085 | 2021-06-01 | No
NA10706 | 1" press tailpiece assy for 1-1/2" nut | 95 | 38.5 | 8016615625783 | US | 8481909085 | 2021-06-01 | No
NA10707 | 1-1/4" press tailpiece assy for 1-1/2" nut | 95 | 70.7 | 8016615617719 | US | 8481909085 | 2021-06-01 | No
NA10708 | 1-1/2" press tailpiece assy for 2-1/2" nut | 95 | 100.7 | 8016615617726 | US | 8481909085 | 2021-06-01 | No
NA10709 | 2" press tailpiece assy for 2-1/2" nut | 95 | 180 | 8016615617733 | US | 8481909085 | 2021-06-01 | No
NA10715 | 1-1/2" press tailpiece assy with 2" nut | 95 | 140 | 8016615643022 | IT | 8481909085 | 2021-06-01 | No
NA10758 | Body, gauge adapter (3/4" valve) | 61 | 407 | 8016615647235 | IT | 8481809015 | 2021-06-01 | No
NA10759 | Replacement wall-mount transformer | 61 | 34.1 | 8016615647228 | VN | 8481909085 | 2021-06-01 | No
NA10778 | Support bracket for 1", 1-1/4" union 5495, 548 | 13 | 24.2 | 8016615658583 | US | 8481909085 | 2021-06-01 | No
NA10796 | Support bracket for 1-1/2" union 5495, 548 | 13 | 25.2 | 8016615658590 | US | 8481909085 | 2021-06-01 | No
NA10797 | Support bracket for 2" union 5495, 548 | 13 | 26.3 | 8016615658606 | US | 8481909085 | 2021-06-01 | No
NA10801 | Insulation jacket kit for 1" union 5495 | 13 | 42 |  | IT | 8481809015 | 2021-06-01 | No
NA10802 | Insulation jacket kit for 1-1/4" union 5495 | 13 | 46.2 |  | IT | 8481809015 | 2021-06-01 | No
NA10803 | Insulation jacket kit for 1-1/2" union 5495 | 13 | 63 |  | IT | 8481809015 | 2021-06-01 | No
NA10804 | Insulation jacket kit for 2" union 5495 | 13 | 71.4 |  | IT | 8481809015 | 2021-06-01 | No
NA10805 | Insulation jacket kit for 1" union 548 | 13 | 27.3 |  | IT | 8481809015 | 2021-06-01 | No
NA10806 | Insulation jacket kit for 1-1/4" union 548 | 13 | 31.5 |  | IT | 8481809015 | 2021-06-01 | No
NA10807 | Insulation jacket kit for 1-1/2" union 548 | 13 | 38.9 |  | IT | 8481809015 | 2021-06-01 | No
NA10808 | Insulation jacket kit for 2" union 548 | 13 | 45.2 |  | IT | 8481809015 | 2021-06-01 | No
NA12162 | Nipple 1"BSP Male x 3/4"BSP Male w/oring | 99 | 21.3 | 8016615258103 | DE | 8481909085 | 2021-06-01 | No
NA16002 | Alpha Pump 25-55U | 45 | 445 | 8016615422658 | US | 8481909085 | 2021-06-01 | No
NA16060 | Outlet Nut & Tailpiece Kit 1" NPT | 48 | 62.6 | 8016615422641 | IT | 8481909085 | 2021-06-01 | No
NA16069 | Outlet Nut & Tailpiece Kit 1" SWT | 48 | 55.2 | 8016615422634 | IT | 8481909085 | 2021-06-01 | No
NA16160 | Inlet Nut & Tailpiece Kit 1" NPT | 48 | 63.2 | 8016615422627 | IT | 8481909085 | 2021-06-01 | No
NA16169 | Inlet Nut & Tailpiece Kit 1" SWT | 48 | 55.8 | 8016615422610 | IT | 8481909085 | 2021-06-01 | No
NA16266L | 1" Press adapter kit with 1" union nut | 94 | 55.7 | 8016615643039 | US | 8481909085 | 2021-06-01 | No
NA16266LC | 1" Press adapt w/1" union nut, check | 94 | 57.9 | 8016615643046 | IT | 8481909085 | 2021-06-01 | No
NA17256 | Manifold Mixing Station, Fixed temp | 45 | 814 | 8016615332070 | IT | 8481809025 | 2021-06-01 | No
NA17256HE | Manifold Mixing Station, Fixed Pt.-Alpha | 45 | 1037 | 8016615472066 | IT | 8481809025 | 2021-06-01 | No
NA20540 | 1/2" MNPT, 3/4" nut, washer | 92 | 14.5 | 8016615577051 | IT | 8481909085 | 2021-06-01 | No
NA20543 | 1/2" FNPT, 3/4" nut, washer | 92 | 17.5 | 8016615577044 | IT | 8481909085 | 2021-06-01 | No
NA20549 | 1/2" sweat, 3/4" nut, washer | 92 | 12.7 | 8016615577068 | IT | 8481909085 | 2021-06-01 | No
NA20640 | 1/2" MNPT, 1" nut, washer | 92 | 15.2 | 8016615577075 | IT | 8481909085 | 2021-06-01 | No
NA20640C | 1/2" MNPT, 1" nut, washer, check | 92 | 23.6 | 8016615577082 | IT | 8481909085 | 2021-06-01 | No
NA20643 | 1/2" FNPT, 1" nut, washer | 92 | 17.5 | 8016615618174 | IT | 8481909085 | 2021-06-01 | No
NA20646 | 1/2" press, 1" nut, washer | 92 | 16.2 | 8016615577112 | IT | 8481909085 | 2021-06-01 | No
NA20647 | 1/2" PEX crimp, 1" nut, washer | 92 | 12.5 | 8016615577129 | IT | 8481909085 | 2021-06-01 | No
NA20647C | 1/2" PEX crimp, 1" nut, washer, check | 92 | 21.1 | 8016615577136 | IT | 8481909085 | 2021-06-01 | No
NA20648 | 1/2" PEX exp, 1" nut, washer | 92 | 12.5 | 8016615641400 | IT | 8481909085 | 2021-06-01 | No
NA20648C | 1/2" PEX exp, 1" nut, washer, check | 92 | 21.1 | 8016615641417 | IT | 8481909085 | 2021-06-01 | No
NA20649 | 1/2" sweat, 1" nut, washer | 92 | 12.5 | 8016615577099 | IT | 8481909085 | 2021-06-01 | No
NA20649C | 1/2" sweat, 1" nut, washer, check | 92 | 21.1 | 8016615577105 | IT | 8481909085 | 2021-06-01 | No
NA20650 | 3/4" MNPT, 1" nut, washer | 92 | 17.5 | 8016615577167 | IT | 8481909085 | 2021-06-01 | No
NA20650C | 3/4" MNPT, 1" nut, washer, check | 92 | 30.2 | 8016615577174 | IT | 8481909085 | 2021-06-01 | No
NA20653 | 3/4" FNPT, 1" nut, washer | 92 | 20 | 8016615577143 | IT | 8481909085 | 2021-06-01 | No
NA20656 | 3/4" press, 1" nut, washer | 92 | 17.6 | 8016615577204 | IT | 8481909085 | 2021-06-01 | No
NA20656C | 3/4" press, 1" nut, washer, check | 92 | 39.2 | 8016615577211 | IT | 8481909085 | 2021-06-01 | No
NA20657 | 3/4" PEX crimp, 1" nut, washer | 92 | 15.1 | 8016615577228 | IT | 8481909085 | 2021-06-01 | No
NA20657C | 3/4" PEX crimp, 1" nut, washer, check | 92 | 27.6 | 8016615577235 | IT | 8481909085 | 2021-06-01 | No
NA20658 | 3/4" PEX exp, 1" nut, washer | 92 | 15.1 | 8016615619867 | IT | 8481909085 | 2021-06-01 | No
NA20658C | 3/4" PEX exp, 1" nut, washer, check | 92 | 27.6 | 8016615619850 | IT | 8481909085 | 2021-06-01 | No
NA20659 | 3/4" sweat, 1" nut, washer | 92 | 15.1 | 8016615577181 | IT | 8481909085 | 2021-06-01 | No
NA20659C | 3/4" sweat, 1" nut, washer, check | 92 | 27.6 | 8016615577198 | IT | 8481909085 | 2021-06-01 | No
NA20660 | 1" MNPT, 1" nut, washer | 92 | 29.1 | 8016615577242 | IT | 8481909085 | 2021-06-01 | No
NA20660C | 1" MNPT, 1" nut, washer, check | 92 | 41.7 | 8016615577259 | IT | 8481909085 | 2021-06-01 | No
NA20666 | 1" press, 1" nut, washer | 92 | 30.5 | 8016615577280 | IT | 8481909085 | 2021-06-01 | No
NA20666C | 1" press, 1" nut, washer, check | 92 | 60 | 8016615642971 | IT | 8481909085 | 2021-06-01 | No
NA20667 | 1" PEX crimp, 1" nut, washer | 92 | 26.3 | 8016615577297 | IT | 8481909085 | 2021-06-01 | No
NA20667C | 1" PEX crimp, 1" nut, washer, check | 92 | 38.9 | 8016615577303 | IT | 8481909085 | 2021-06-01 | No
NA20668 | 1" PEX exp, 1" nut, washer | 92 | 26.3 | 8016615641424 | IT | 8481909085 | 2021-06-01 | No
NA20668C | 1" PEX exp, 1" nut, washer, check | 92 | 38.9 | 8016615641431 | IT | 8481909085 | 2021-06-01 | No
NA20669 | 1" sweat, 1" nut, washer | 92 | 26.3 | 8016615577266 | IT | 8481909085 | 2021-06-01 | No
NA20669C | 1" sweat, 1" nut, washer, check | 92 | 38.9 | 8016615577273 | IT | 8481909085 | 2021-06-01 | No
NA20763 | 1" FNPT, 1-1/4" nut, washer | 92 | 28 | 8016615577310 | IT | 8481909085 | 2021-06-01 | No
NA20766 | 1" press, 1-1/4" nut, washer | 92 | 33.7 | 8016615578072 | US | 8481909085 | 2021-06-01 | No
NA20767 | 1" PEX crimp, 1-1/4" nut, washer | 92 | 26.8 | 8016615578065 | US | 8481909085 | 2021-06-01 | No
NA20768 | 1" PEX exp, 1-1/4" nut, washer | 92 | 26.3 | 8016615650396 | IT | 8481909085 | 2021-06-01 | No
NA20769 | 1" sweat, 1-1/4" nut, washer | 92 | 20.7 | 8016615577327 | IT | 8481909085 | 2021-06-01 | No
NA20860 | 1" MNPT 1-1/2" nut, washer | 92 | 34.9 | 8016615577518 | IT | 8481909085 | 2021-06-01 | No
NA20863 | 1" FNPT, 1-1/2" nut, washer | 93 | 31.4 | 8016615577396 | IT | 8481909085 | 2021-06-01 | No
NA20866 | 1" press 1-1/2" nut, washer | 93 | 52 | 8016615577419 | IT | 8481909085 | 2021-06-01 | No
NA20869 | 1" sweat, 1-1/2" nut, washer | 93 | 31.7 | 8016615577402 | IT | 8481909085 | 2021-06-01 | No
NA20870 | 1-1/4" MNPT 1-1/2" nut, washer | 93 | 61.3 | 8016615577525 | IT | 8481909085 | 2021-06-01 | No
NA20873 | 1-1/4" FNPT, 1-1/2" nut, washer | 93 | 50.9 | 8016615577334 | IT | 8481909085 | 2021-06-01 | No
NA20876 | 1-1/4" press, 1-1/2" nut, washer | 93 | 67.3 | 8016615615821 | IT | 8481909085 | 2021-06-01 | No
NA20879 | 1-1/4" sweat, 1-1/2" nut, washer | 93 | 45.9 | 8016615577341 | IT | 8481909085 | 2021-06-01 | No
NA20973 | 1-1/4" FNPT, 2" nut, washer | 93 | 66.7 | 8016615577426 | IT | 8481909085 | 2021-06-01 | No
NA20976 | 1-1/4" press 2" nut, washer | 93 | 91.5 | 8016615577440 | IT | 8481909085 | 2021-06-01 | No
NA20979 | 1-1/4" sweat, 2" nut, washer | 93 | 89.1 | 8016615577433 | IT | 8481909085 | 2021-06-01 | No
NA20983 | 1-1/2" FNPT, 2" nut, washer | 93 | 77.3 | 8016615577358 | IT | 8481909085 | 2021-06-01 | No
NA20986 | 1-1/2" press, 2" nut, washer | 93 | 140 | 8016615643053 | IT | 8481909085 | 2021-06-01 | No
NA20989 | 1-1/2" sweat, 2" nut, washer | 93 | 64.4 | 8016615577365 | IT | 8481909085 | 2021-06-01 | No
NA21083 | 1-1/2" FNPT, 2-1/4" nut, washer | 93 | 72.7 | 8016615577457 | IT | 8481909085 | 2021-06-01 | No
NA21086 | 1-1/2" press 2-1/4" nut, washer | 93 | 122 | 8016615577471 | IT | 8481909085 | 2021-06-01 | No
NA21089 | 1-1/2" sweat, 2-1/4" nut, washer | 93 | 92.6 | 8016615577464 | IT | 8481909085 | 2021-06-01 | No
NA21180 | 1-1/2" MNPT 2-1/2" nut, washer | 93 | 102.7 | 8016615577532 | IT | 8481909085 | 2021-06-01 | No
NA21186 | 1-1/2" press 2-1/2" nut, washer | 93 | 135 | 8016615615845 | IT | 8481909085 | 2021-06-01 | No
NA21189 | 1-1/2" sweat 2-1/2" nut, washer | 93 | 90.3 | 8016615577549 | IT | 8481909085 | 2021-06-01 | No
NA21190 | 2" MNPT 2-1/2" nut, washer | 93 | 129 | 8016615577556 | IT | 8481909085 | 2021-06-01 | No
NA21193 | 2" FNPT, 2-1/2" nut, washer | 93 | 107 | 8016615577372 | IT | 8481909085 | 2021-06-01 | No
NA21196 | 2" press 2-1/2" nut, washer | 93 | 195 | 8016615615838 | IT | 8481909085 | 2021-06-01 | No
NA21199 | 2" sweat 2-1/2" nut, washer | 93 | 117 | 8016615577563 | IT | 8481909085 | 2021-06-01 | No
NA21293 | 2" FNPT, 2-3/4" nut, washer | 93 | 112 | 8016615577488 | IT | 8481909085 | 2021-06-01 | No
NA21296 | 2" press 2-3/4" nut, washer | 93 | 180 | 8016615577501 | IT | 8481909085 | 2021-06-01 | No
NA21299 | 2" sweat, 2-3/4" nut, washer | 93 | 132 | 8016615577495 | IT | 8481909085 | 2021-06-01 | No
NA26650 | Single Solar Station Kit 3/4" SolarFlex | 105 | 42.7 | 8016615260458 | DE | 8481909085 | 2021-06-01 | No
NA26659 | Sgl. Solar Station Kit 3/4"SWT SolarFlex | 105 | 73.2 | 8016615260472 | DE | 8481909085 | 2021-06-01 | No
NA26660 | Single Solar Station Kit 1" SolarFlex | 105 | 82.5 | 8016615260489 | DE | 8481909085 | 2021-06-01 | No
NA26669 | Sgl. Solar Station Kit 1" SWT SolarFlex | 105 | 80.2 | 8016615260496 | DE | 8481909085 | 2021-06-01 | No
NA26750 | Dual Solar Station Kit 3/4" SolarFlex | 105 | 85.6 | 8016615260397 | DE | 8481909085 | 2021-06-01 | No
NA26759 | Dual Solar Station Kit 3/4"SWT SolarFlex | 105 | 146 | 8016615260403 | DE | 8481909085 | 2021-06-01 | No
NA26760 | Dual Solar Station Kit 1" SolarFlex | 105 | 165 | 8016615260410 | DE | 8481909085 | 2021-06-01 | No
NA26769 | Dual Solar Station Kit 1" SWT SolarFlex | 105 | 160 | 8016615260427 | DE | 8481909085 | 2021-06-01 | No
NA533449HA | PressCal™ Compact PRV ASSE 1003, Single Union 1/2" body only | 79 | 71.8 | 8016615643633 | IT | 8481301090 | 2021-06-01 | No
NA533459HA | PressCal™ Compact PRV ASSE 1003, Single Union 3/4" body only | 79 | 76 | 8016615643640 | IT | 8481301090 | 2021-06-01 | No
NA535840HA | PressCal™ PRV ASSE 1003, 1/2" Body only, No fittings | 78 | 80.9 | 8016615635515 | IT | 8481301090 | 2021-06-01 | No
NA535841HA | PressCal™ PRV ASSE 1003, 1/2" Body only, No fittings, gauge | 78 | 91.4 | 8016615657838 | IT | 8481301090 | 2021-06-01 | No
NA535850HA | PressCal™ PRV ASSE 1003, 3/4"" Body only, No fittings | 78 | 85.1 | 8016615635522 | IT | 8481301090 | 2021-06-01 | No
NA535851HA | PressCal™ PRV ASSE 1003, 3/4"" Body only, No fittings, gauge | 78 | 95.6 | 8016615657845 | IT | 8481301090 | 2021-06-01 | No
NA535860HA | PressCal™ PRV ASSE 1003, 1" Body only, No fittings | 78 | 112 | 8016615635539 | IT | 8481301090 | 2021-06-01 | No
NA535861HA | PressCal™ PRV ASSE 1003, 1" Body only, No fittings, gauge | 78 | 123 | 8016615644395 | IT | 8481301090 | 2021-06-01 | No
NA535870HA | PressCal™ PRV ASSE 1003, 1 1/4" Body only, No fittings | 78 | 246 | 8016615635546 | IT | 8481301090 | 2021-06-01 | No
NA535871HA | PressCal™ PRV ASSE 1003, 1 1/4" Body only, No fittings, gauge | 78 | 256 | 8016615657852 | IT | 8481301090 | 2021-06-01 | No
NA535880HA | PressCal™ PRV ASSE 1003, 1 1/2" Body only, No fittings | 78 | 347 | 8016615635553 | IT | 8481301090 | 2021-06-01 | No
NA535881HA | PressCal™ PRV ASSE 1003, 1 1/2" Body only, No fittings, gauge | 78 | 357 | 8016615653779 | IT | 8481301090 | 2021-06-01 | No
NA535890HA | PressCal™ PRV ASSE 1003, 2" Body only, No fittings | 78 | 402 | 8016615635560 | IT | 8481301090 | 2021-06-01 | No
NA535891HA | PressCal™ PRV ASSE 1003, 2" Body only, No fittings, gauge | 78 | 413 | 8016615657869 | IT | 8481301090 | 2021-06-01 | No
NA57092 | Hydrofill replacement screens | 86 | 52.7 | 8016615569292 | US | 8481909085 | 2021-06-01 | No
NA57093 | Hydrofill replacement o-ring seal kit | 86 | 84.9 | 8016615569308 | US | 8481909085 | 2021-06-01 | No
NA57094 | Hydrofill replacement lid | 86 | 576 | 8016615570366 | US | 8481909085 | 2021-06-01 | No
R0000892 | Fitting Female 1/2" NPT for 573 | 97 | 12.8 | 8016615599114 | IT | 8481909085 | 2021-06-01 | No
R0000915 | 1" slip nut | 96 | 3.9 |  | IT | 8481909085 | 2021-06-01 | No
R0001454 | 1-1/4" union washer | 96 | 2.1 | 8016615644876 | IT | 8481909085 | 2021-06-01 | No
R0001457 | 1-1/2" union washer | 96 | 3 | 8016615644883 | IT | 8481909085 | 2021-06-01 | No
R0001458 | 3/4" union washer | 96 | 1.3 | 8016615644890 | IT | 8481909085 | 2021-06-01 | No
R0001459 | 2" union washer | 96 | 6.1 |  | IT | 8481909085 | 2021-06-01 | No
R0001460 | 2-1/2" union washer | 96 | 14.3 | 8016615644913 | IT | 8481909085 | 2021-06-01 | No
R0001461 | Replacement Backflow Gasket | 97 | 3 |  | IT | 8481909085 | 2021-06-01 | No
R0001462 | 1" union washer for LEGIOMIX 3/4" | 96 | 1.4 | 8016615644937 | IT | 8481909085 | 2021-06-01 | No
R11221 | 1-1/2" union slip nut | 95 | 12.8 | 8016615425840 | IT | 8481909085 | 2021-06-01 | No
R11222 | 1-1/4" slip nut | 96 | 6.4 | 8016615425895 | IT | 8481909085 | 2021-06-01 | No
R19101 | Replacement temp gauge | 61 | 19.3 | 8016615318470 | IT | 8481809015 | 2021-06-01 | No
R20011 | 1" union washer | 13 | 1.4 | 8016615472080 | IT | 8481909085 | 2021-06-01 | No
R29326 | High Temperature Check Valve Insert | 106 | 6.4 | 8016615306873 | US | 8481909085 | 2021-06-01 | No
R31495 | 1-1/4" union nut | 96 | 6.4 | 8016615090451 | IT | 8481909085 | 2021-06-01 | No
R31495 | 1-1/4" union nut | 96 | 6.4 | 8016615090451 | IT | 8481909085 | 2021-06-01 | No
R31589 | 1-1/2" Union Nut | 95 | 13.1 | 8016615088533 | IT | 8481909085 | 2021-06-01 | No
R31706 | Fitting 1-1/4" x 1" | 99 | 23 | 8016615257496 | IT | 8481909085 | 2021-06-01 | No
R39204 | STD PLASTIC CHECK VALVE INSERT NV20 DN20 | 55 | 2.9 | 8016615090086 | US | 8481909085 | 2021-06-01 | No
R41441 | Tail Piece 1-1/2" NPTF(548008A) | 97 | 33.3 | 8016615267990 | IT | 7412200000 | 2021-06-01 | No
R50005 | Replacement Gasket-548006A | 97 | 3 | 8016615291889 | IT | 8481909085 | 2021-06-01 | No
R50008 | 2" Union Gasket for 548007A | 97 | 6.1 | 8016615198775 | IT | 8481909085 | 2021-06-01 | No
R50047 | 2-1/4" Union Gasket for 548008A | 97 | 12.2 | 8016615197792 | IT | 8481909085 | 2021-06-01 | No
R50048 | Spare Part Gasket-548009A | 97 | 14.8 | 8016615286670 | IT | 8481909085 | 2021-06-01 | No
R51838 | 2-1/2" Union Nut for 5231 valves | 95 | 32 | 8016615090185 | IT | 8481909085 | 2021-06-01 | No
R53003 | Nut 1-1/4" for 548007A | 97 | 26.1 | 8016615198782 | IT | 8481909085 | 2021-06-01 | No
R53004 | NUT 1-1/2" FOR 548008A | 97 | 26.1 | 8016615198799 | IT | 8481909085 | 2021-06-01 | No
R53005 | Replacement Nut for 548009A | 97 | 29.9 | 8016615304916 | IT | 8481909085 | 2021-06-01 | No
R69176 | Manifold Balance Valve 663 | 51 | 16.8 | 8016615093971 | IT | 8481909085 | 2021-06-01 | No
R69413 | Grease Syringe for 675900A | 51 | 6.4 | 8016615302370 | IT | 8481909085 | 2021-06-01 | No
R79701 | Replacement flow meter (body only) 0.25 to 10 GPM | 113 | 402 | 8016615268102 | IT | 8481809015 | 2021-06-01 | No
R79702 | Replacement flow meter (body only) 0.3 to 15 GPM | 113 | 716 | 8016615335583 | IT | 8481809015 | 2021-06-01 | No
R79703 | Replacement flow meter (body only) 0.5 to 25 GPM | 113 | 847 | 8016615335590 | IT | 8481809015 | 2021-06-01 | No
R79704 | Replacement flow meter (body only) 1 to 45 GPM | 113 | 1006 | 8016615335606 | IT | 8481809015 | 2021-06-01 | No
Z207533* | Z-One™ 2-Way valve body,3/4"",Sweat LEAD FREE,3.5Cv,30 PSI ∆P | 39 | 67.9 | 8016615394276 | IT | 8481809050 | 2021-06-01 | No
Z207537* | Z-One™ 2-Way valve body,3/4",Sweat LEAD FREE,7.5Cv,20 PSI ∆P | 39 | 67.9 | 8016615302493 | IT | 8481809050 | 2021-06-01 | No
Z307433* | Z-One™ 3-Way valve body,1/2",Sweat LEAD FREE,3.5Cv,30 PSI ∆P | 39 | 69.6 | 8016615302509 | IT | 8481809050 | 2021-06-01 | No
Z307537* | Z-One™ 3-Way valve body,3/4",Sweat,5.0Cv,25 PSI ∆P | 39 | 82.5 | 8016615302516 | IT | 8481809050 | 2021-06-01 | No
39623 | Discharge air gap for 574050A | 82 | 12.6 | 8016615208610 | IT | 8481909085 | 2021-06-01 | Yes | https://www.caleffi.com/node/52402 |  | https://www.caleffi.com/sites/default/files/styles/product_photo/public/file/574050a-r1.jpg?itok=Il2WsTiT | //www.youtube.com/embed/videoseries?list=PLuuV0ELkYb5VliK_-FXkTid0kK7PE4QEO | https://www.caleffi.com/sites/default/files/file/h0003953-02.pdf
59469 | Upstream check valve for 574050A | 82 | 50.7 | 8016615020595 | IT | 8481909085 | 2021-06-01 | Yes | https://www.caleffi.com/node/52402 |  | https://www.caleffi.com/sites/default/files/styles/product_photo/public/file/574050a-r1.jpg?itok=Il2WsTiT | //www.youtube.com/embed/videoseries?list=PLuuV0ELkYb5VliK_-FXkTid0kK7PE4QEO | https://www.caleffi.com/sites/default/files/file/h0003953-02.pdf
59470 | Downstream check valve for 574050A | 82 | 53.9 | 8016615020601 | IT | 8481909085 | 2021-06-01 | Yes | https://www.caleffi.com/node/52402 |  | https://www.caleffi.com/sites/default/files/styles/product_photo/public/file/574050a-r1.jpg?itok=Il2WsTiT | //www.youtube.com/embed/videoseries?list=PLuuV0ELkYb5VliK_-FXkTid0kK7PE4QEO | https://www.caleffi.com/sites/default/files/file/h0003953-02.pdf
59471 | Discharge valve assembly for 574050A | 82 | 107 | 8016615020618 | IT | 8481909085 | 2021-06-01 | Yes | https://www.caleffi.com/node/52402 |  | https://www.caleffi.com/sites/default/files/styles/product_photo/public/file/574050a-r1.jpg?itok=Il2WsTiT | //www.youtube.com/embed/videoseries?list=PLuuV0ELkYb5VliK_-FXkTid0kK7PE4QEO | https://www.caleffi.com/sites/default/files/file/h0003953-02.pdf
59472 | Valve seat for 574050A | 82 | 38 | 8016615020625 | IT | 8481909085 | 2021-06-01 | Yes | https://www.caleffi.com/node/52402 |  | https://www.caleffi.com/sites/default/files/styles/product_photo/public/file/574050a-r1.jpg?itok=Il2WsTiT | //www.youtube.com/embed/videoseries?list=PLuuV0ELkYb5VliK_-FXkTid0kK7PE4QEO | https://www.caleffi.com/sites/default/files/file/h0003953-02.pdf
59756 | Air vent for 551, NA551 | 27 | 123 | 8016615059472 | IT | 8481809015 | 2021-06-01 | Yes | https://www.caleffi.com/node/17474 |  | https://www.caleffi.com/sites/default/files/styles/product_photo/public/file/59756-na.jpg?itok=L1P1fgiG
59829 | Discal Air Vent for Brass Body (3/4"-2") | 27 | 105 | 8016615080100 | IT | 8481909085 | 2021-06-01 | Yes | https://www.caleffi.com/node/17476 |  | https://www.caleffi.com/sites/default/files/styles/product_photo/public/file/59829.jpg?itok=e2WIChon
59977 | Upstream check valve for 574004A | 82 | 19.7 | 8016615203189 | IT | 8481909085 | 2021-06-01 | Yes | https://www.caleffi.com/node/52408 |  | https://www.caleffi.com/sites/default/files/styles/product_photo/public/file/574004a-r1.jpg?itok=oqBsNzjJ | //www.youtube.com/embed/videoseries?list=PLuuV0ELkYb5VliK_-FXkTid0kK7PE4QEO | https://www.caleffi.com/sites/default/files/file/h0003953-02.pdf
59978 | Discharge valve assembly for 574004A | 82 | 35.3 | 8016615203172 | IT | 8481909085 | 2021-06-01 | Yes | https://www.caleffi.com/node/52408 |  | https://www.caleffi.com/sites/default/files/styles/product_photo/public/file/574004a-r1.jpg?itok=oqBsNzjJ | //www.youtube.com/embed/videoseries?list=PLuuV0ELkYb5VliK_-FXkTid0kK7PE4QEO | https://www.caleffi.com/sites/default/files/file/h0003953-02.pdf
59979 | Downstream check valve for 574004A | 82 | 22.8 | 8016615203196 | IT | 8481909085 | 2021-06-01 | Yes | https://www.caleffi.com/node/52408 |  | https://www.caleffi.com/sites/default/files/styles/product_photo/public/file/574004a-r1.jpg?itok=oqBsNzjJ | //www.youtube.com/embed/videoseries?list=PLuuV0ELkYb5VliK_-FXkTid0kK7PE4QEO | https://www.caleffi.com/sites/default/files/file/h0003953-02.pdf
59980 | Discharge air gap for 574004A | 82 | 8.6 | 8016615203202 | IT | 8481909085 | 2021-06-01 | Yes | https://www.caleffi.com/node/52408 |  | https://www.caleffi.com/sites/default/files/styles/product_photo/public/file/574004a-r1.jpg?itok=oqBsNzjJ | //www.youtube.com/embed/videoseries?list=PLuuV0ELkYb5VliK_-FXkTid0kK7PE4QEO | https://www.caleffi.com/sites/default/files/file/h0003953-02.pdf
112001 | Insulation Shell for 132552A | 66 | 35.2 | 8016615318708 | IT | 8481909085 | 2021-06-01 | Yes | https://www.caleffi.com/node/17242 |  | https://www.caleffi.com/sites/default/files/styles/product_photo/public/file/112003.jpg?itok=rV1g0dev
116000 | Replacement actuator dis. cartridge | 71 | 57.2 | 8016615548471 | IT | 8481809015 | 2021-06-01 | Yes | https://www.caleffi.com/node/54164 |  | https://www.caleffi.com/sites/default/files/styles/product_photo/public/file/116000.jpg?itok=KcXTNkf_ | //www.youtube.com/embed/videoseries?list=PLuuV0ELkYb5U8jKHfYh6pj-n2rtECK-mU
116010 | Repl. temp gauge, 1-1/2" dial, 30-180°F | 71 | 12.6 | 8016615548396 | IT | 8481809015 | 2021-06-01 | Yes | https://www.caleffi.com/node/54179 |  | https://www.caleffi.com/sites/default/files/styles/product_photo/public/file/116010.jpg?itok=DIL5IYiV | //www.youtube.com/embed/8aJrkPClz5U?list=PLuuV0ELkYb5U8jKHfYh6pj-n2rtECK-mU | https://www.caleffi.com/sites/default/files/file/h0001890-05na-1220.pdf
132637 | QS+ replacement body 0.5 to 1.75 GPM | 66 | 176 | 8016615438789 | IT | 8481809015 | 2021-06-01 | Yes | https://www.caleffi.com/node/61075 | https://www.caleffi.com/sites/default/files/file/03520_18na.pdf | https://www.caleffi.com/sites/default/files/styles/product_photo/public/file/132637.jpg?itok=-b_rPCuQ | //www.youtube.com/embed/videoseries?list=PLuuV0ELkYb5VxX62oAP_5j89NBh7gGEhs | https://www.caleffi.com/sites/default/files/file/na18070_04.pdf
132657 | QS+ replacement body 2.0 to 7.0 GPM | 66 | 186 | 8016615438796 | IT | 8481809015 | 2021-06-01 | Yes | https://www.caleffi.com/node/61075 | https://www.caleffi.com/sites/default/files/file/03520_18na.pdf | https://www.caleffi.com/sites/default/files/styles/product_photo/public/file/132637.jpg?itok=-b_rPCuQ | //www.youtube.com/embed/videoseries?list=PLuuV0ELkYb5VxX62oAP_5j89NBh7gGEhs | https://www.caleffi.com/sites/default/files/file/na18070_04.pdf
165001 | WALL BRACKET FOR 165-166-167 SERIES | 48 | 53.7 | 8016615376609 | IT | 8481909085 | 2021-06-01 | Yes | https://www.caleffi.com/node/56536 |  | https://www.caleffi.com/sites/default/files/styles/product_photo/public/file/165001_zanca.jpg?itok=JgGQqatv
200000 | Thermostatic Control Head | 30 | 50.5 | 8016615045680 | IT | 8481400000 | 2021-06-01 | Yes | https://www.caleffi.com/node/12549 |  | https://www.caleffi.com/sites/default/files/styles/product_photo/public/file/200000.jpg?itok=Kz4Qzz2- | //www.youtube.com/embed/videoseries?list=PLuuV0ELkYb5U3h3KLDbbW93R_qs_nA63i
201000 | THERMO CONTROL HEAD W/REMOTE ADJ KNOB | 30 | 90.3 | 8016615045697 | IT | 8481400000 | 2021-06-01 | Yes | https://www.caleffi.com/node/12551 |  | https://www.caleffi.com/sites/default/files/styles/product_photo/public/file/201000.jpg?itok=0b7Tinvr | //www.youtube.com/embed/videoseries?list=PLuuV0ELkYb5U3h3KLDbbW93R_qs_nA63i
203502 | Thermo.Contro Head w/compact probe | 30 | 171 | 8016615050127 | IT | 8481400000 | 2021-06-01 | Yes | https://www.caleffi.com/node/12553 |  | https://www.caleffi.com/sites/default/files/styles/product_photo/public/file/203502.jpg?itok=hijxjXp- | //www.youtube.com/embed/videoseries?list=PLuuV0ELkYb5U3h3KLDbbW93R_qs_nA63i
253040 | Solar Safety Relief Valve 10 Bar 145 PSI | 106 | 53 | 8016615075380 | IT | 8481400000 | 2021-06-01 | Yes | https://www.caleffi.com/node/14844 |  | https://www.caleffi.com/sites/default/files/styles/product_photo/public/file/253043.jpg?itok=Hw_ueo95
253042 | Solar Saf.Rel. Valve 2.5 bar20044065 | 106 | 53 | 8016615209402 | IT | 8481400000 | 2021-06-01 | Yes | https://www.caleffi.com/node/14844 |  | https://www.caleffi.com/sites/default/files/styles/product_photo/public/file/253043.jpg?itok=Hw_ueo95
253043 | SOLAR SAFETY RELIEF VALVE 3 BAR 45 PSI | 106 | 53 | 8016615074574 | IT | 8481400000 | 2021-06-01 | Yes | https://www.caleffi.com/node/14844 |  | https://www.caleffi.com/sites/default/files/styles/product_photo/public/file/253043.jpg?itok=Hw_ueo95
253044 | Solar Safety Relief Valve 4 Bar 60 PSI | 106 | 53 | 8016615075410 | IT | 8481400000 | 2021-06-01 | Yes | https://www.caleffi.com/node/14844 |  | https://www.caleffi.com/sites/default/files/styles/product_photo/public/file/253043.jpg?itok=Hw_ueo95
253046 | SOLAR SAFETY RELIEF VALVE 6 BAR 90PSI | 106 | 53 | 8016615074574 | IT | 8481400000 | 2021-06-01 | Yes | https://www.caleffi.com/node/14844 |  | https://www.caleffi.com/sites/default/files/styles/product_photo/public/file/253043.jpg?itok=Hw_ueo95
253048 | SOLAR SAFETY RELIEF VALVE 8 BAR 120 PSI | 106 | 53 | 8016615075397 | IT | 8481400000 | 2021-06-01 | Yes | https://www.caleffi.com/node/14844 |  | https://www.caleffi.com/sites/default/files/styles/product_photo/public/file/253043.jpg?itok=Hw_ueo95
278011 | Insulation Shell for 278-279 Series | 105 | 43.3 | 8016615446968 | IT | 8481909085 | 2021-06-01 | Yes | https://www.caleffi.com/node/29446 |  | https://www.caleffi.com/sites/default/files/styles/product_photo/public/file/278750he.jpg?itok=t6NEUA42 | //www.youtube.com/embed/videoseries?list=PLuuV0ELkYb5XcHhKpwmy9AD5YJ4yjm6jt
278751 | Single Solar Pump Stationg w/ret-No Pump | 105 | 597 | 8016615446906 | IT | 8481809015 | 2021-06-01 | Yes | https://www.caleffi.com/node/29446 |  | https://www.caleffi.com/sites/default/files/styles/product_photo/public/file/278750he.jpg?itok=t6NEUA42 | //www.youtube.com/embed/videoseries?list=PLuuV0ELkYb5XcHhKpwmy9AD5YJ4yjm6jt
279051 | Solar Pump Station w/supp+retn-No Pump | 105 | 711 | 8016615446920 | IT | 8481809015 | 2021-06-01 | Yes | https://www.caleffi.com/node/29446 |  | https://www.caleffi.com/sites/default/files/styles/product_photo/public/file/278750he.jpg?itok=t6NEUA42 | //www.youtube.com/embed/videoseries?list=PLuuV0ELkYb5XcHhKpwmy9AD5YJ4yjm6jt
301040 | STRAIGHT TWO-PIPE VALVE 1/2"M | 32 | 41.8 | 8016615001877 | IT | 8481400000 | 2021-06-01 | Yes | https://www.caleffi.com/node/12629 |  | https://www.caleffi.com/sites/default/files/styles/product_photo/public/file/301040.jpg?itok=O2BmTtJE | //www.youtube.com/embed/videoseries?list=PLuuV0ELkYb5We-YNeIAIFFCNEgVhf_Hlv
301140 | ANGLED TWO-PIPE VALVE 1/2"M | 32 | 41.8 | 8016615001921 | IT | 8481400000 | 2021-06-01 | Yes | https://www.caleffi.com/node/12630 |  | https://www.caleffi.com/sites/default/files/styles/product_photo/public/file/301140.jpg?itok=rrFNGp9p | //www.youtube.com/embed/videoseries?list=PLuuV0ELkYb5We-YNeIAIFFCNEgVhf_Hlv
301241 | Straight Valve 1-Pipe System 1/2"M | 32 | 73.2 | 8016615001983 | IT | 8481400000 | 2021-06-01 | Yes | https://www.caleffi.com/node/12631 |  | https://www.caleffi.com/sites/default/files/styles/product_photo/public/file/301241.jpg?itok=QKEG5IDE | //www.youtube.com/embed/videoseries?list=PLuuV0ELkYb5We-YNeIAIFFCNEgVhf_Hlv
301341 | Angled One-Pipe Valve System1/2"M X 3/4" | 32 | 73.2 | 8016615002041 | IT | 8481400000 | 2021-06-01 | Yes | https://www.caleffi.com/node/12634 |  | https://www.caleffi.com/sites/default/files/styles/product_photo/public/file/301341.jpg?itok=LDNDcGXz | //www.youtube.com/embed/videoseries?list=PLuuV0ELkYb5We-YNeIAIFFCNEgVhf_Hlv
338452 | Radiator Valve Thermostatic Elbow 3/4"M | 31 | 52.2 | 8016615076677 | IT | 8481400000 | 2021-06-01 | Yes | https://www.caleffi.com/node/12607 |  | https://www.caleffi.com/sites/default/files/styles/product_photo/public/file/338402.jpg?itok=SQr8ww8I | //www.youtube.com/embed/videoseries?list=PLuuV0ELkYb5UiGYytwjp8TO-vxw66dMmZ
339452 | Radiator Valve Thermo.Straight 1/2"x3/4" | 31 | 56.3 | 8016615068870 | IT | 8481400000 | 2021-06-01 | Yes | https://www.caleffi.com/node/12609 |  | https://www.caleffi.com/sites/default/files/styles/product_photo/public/file/339402.jpg?itok=oAMC-JUq | //www.youtube.com/embed/videoseries?list=PLuuV0ELkYb5UiGYytwjp8TO-vxw66dMmZ
342452 | Elbow Lockshield 1/2"M x 3/4"M | 31 | 34.3 | 8016615061338 | IT | 8481809015 | 2021-06-01 | Yes | https://www.caleffi.com/node/12610 |  | https://www.caleffi.com/sites/default/files/styles/product_photo/public/file/342402.jpg?itok=jiAj3bvn | //www.youtube.com/embed/videoseries?list=PLuuV0ELkYb5UiGYytwjp8TO-vxw66dMmZ
343452 | Straight Lockshield 1/2" X 3/4" Ø18 | 31 | 36 | 8016615068887 | IT | 8481809015 | 2021-06-01 | Yes | https://www.caleffi.com/node/12628 |  | https://www.caleffi.com/sites/default/files/styles/product_photo/public/file/343402.jpg?itok=9E5Eym5K | //www.youtube.com/embed/videoseries?list=PLuuV0ELkYb5UiGYytwjp8TO-vxw66dMmZ
387100 | PEX Fitting Wrench 26mm-30mm | 33 | 40.2 | 8016615036176 | IT | 8481909085 | 2021-06-01 | Yes | https://www.caleffi.com/node/26158 |  | https://www.caleffi.com/sites/default/files/styles/product_photo/public/file/387100.jpg?itok=hJ_ZF3ZY | //www.youtube.com/embed/JXh66GGi8lA?list=PLuuV0ELkYb5Ur5_0N2y0gNHumVaT1MXzV
387127 | DVL Universal Key | 31 | 72.7 | 8016615036176 | IT | 8481909085 | 2021-06-01 | Yes | https://www.caleffi.com/node/16506 |  | https://www.caleffi.com/sites/default/files/styles/product_photo/public/file/387127.jpg?itok=D40fJL_j
437516 | 1/2" Compression Fitting(2 pcs per pack) | 33 | 7.2 | 8016615035810 | IT | 8481909085 | 2021-06-01 | Yes | https://www.caleffi.com/node/12637 |  | https://www.caleffi.com/sites/default/files/styles/product_photo/public/file/4375.jpg?itok=8O41xOrt
449010 | MANUAL KNOB FOR RADIATOR VALVES | 30 | 10.5 | 8016615059199 | IT | 8481909085 | 2021-06-01 | Yes | https://www.caleffi.com/node/12556 |  | https://www.caleffi.com/sites/default/files/styles/product_photo/public/file/449010.jpg?itok=glCRA3UV
449740 | Universal Wall-Covering Plate 40-50MM | 32 | 3.7 | 8016615008487 | IT | 8481909085 | 2021-06-01 | Yes | https://www.caleffi.com/node/12635 |  | https://www.caleffi.com/sites/default/files/styles/product_photo/public/file/4497.jpg?itok=eq1bcZ3N
472000 | THERMO CONTROL HWAED W/REMOTE+ADJ KNOB | 30 | 172 | 8016615008951 | IT | 8481400000 | 2021-06-01 | Yes | https://www.caleffi.com/node/12552 |  | https://www.caleffi.com/sites/default/files/styles/product_photo/public/file/472.jpg?itok=FT_DVZ6e | //www.youtube.com/embed/videoseries?list=PLuuV0ELkYb5U3h3KLDbbW93R_qs_nA63i | https://www.caleffi.com/sites/default/files/file/na10474.pdf
502630 | ROBOCAL™ Automatic air vent 3/8" Metric | 17 | 18.2 | 8016615009866 | IT | 8481809015 | 2021-06-01 | Yes | https://www.caleffi.com/node/11176 |  | https://www.caleffi.com/sites/default/files/styles/product_photo/public/file/5026.jpg?itok=KbR5uH2x | //www.youtube.com/embed/videoseries?list=PLuuV0ELkYb5VmCJsu263QUYkSdeyqB0AY | https://www.caleffi.com/sites/default/files/file/38459_na_03.pdf
502640 | ROBOCAL™ Automatic air vent 1/2" Metric | 17 | 19.6 | 8016615036176 | IT | 8481809015 | 2021-06-01 | Yes | https://www.caleffi.com/node/11176 |  | https://www.caleffi.com/sites/default/files/styles/product_photo/public/file/5026.jpg?itok=KbR5uH2x | //www.youtube.com/embed/videoseries?list=PLuuV0ELkYb5VmCJsu263QUYkSdeyqB0AY | https://www.caleffi.com/sites/default/files/file/38459_na_03.pdf
519006 | Differential Bypass Valve Ø1" 0.2÷3 mH2O | 48 | 60.2 | 8016615376593 | IT | 8481100090 | 2021-06-01 | Yes | https://www.caleffi.com/node/16566 | https://www.caleffi.com/sites/default/files/file/03651-21_na.pdf | https://www.caleffi.com/sites/default/files/styles/product_photo/public/file/519006.jpg?itok=zVsGvzY2 | //www.youtube.com/embed/videoseries?list=PLuuV0ELkYb5Ul70WvMGBgw6go-T3dZ6NE
535004 | REPLACEMENT CARTRIDGE X 5350-5351 1/2"-3 | 89 | 49.7 | 8016615074178 | IT | 8481100090 | 2021-06-01 | Yes | https://www.caleffi.com/node/16779 |  | https://www.caleffi.com/sites/default/files/styles/product_photo/public/file/535004.jpg?itok=RjKnv7gI | //www.youtube.com/embed/videoseries?list=PLuuV0ELkYb5W4rxl_ewz19aCY1avwViK7 | https://www.caleffi.com/sites/default/files/file/na38445_03.pdf
551716 | body only, order unions separately | 19 | 210 | 8016615567571 | IT | 8421290065 | 2021-06-01 | Yes | https://www.caleffi.com/node/58834 |  | https://www.caleffi.com/sites/default/files/styles/product_photo/public/file/551766a.jpg?itok=4XGsFxsq | //www.youtube.com/embed/videoseries?list=PLuuV0ELkYb5WxbV4vT_fiKP6QyOTxErIt | https://www.caleffi.com/sites/default/files/file/38456_na_12.pdf
562100 | Anti-Vacuum Cap x 5020-5021-5022-504 | 27 | 17.1 | 8016615017212 | IT | 8481909085 | 2021-06-01 | Yes | https://www.caleffi.com/node/45693 |  | https://www.caleffi.com/sites/default/files/styles/product_photo/public/file/562100.jpg?itok=oJUaGqxe
626009 | STAINLESS PADDLE ASSEMBLY | 100 | 20.7 | 8016615034103 | IT | 8481909085 | 2021-06-01 | Yes | https://www.caleffi.com/node/15140 |  | https://www.caleffi.com/sites/default/files/styles/product_photo/public/file/626600a-3.jpg?itok=joMZADxz | //www.youtube.com/embed/videoseries?list=PLuuV0ELkYb5WxdkRLmCP1Z3zkZcl_k_mM | https://www.caleffi.com/sites/default/files/file/68235_na_05.pdf
644004 | Spare Motor with 3-Contact Control 24v | 41 | 162 | 8016615178692 | IT | 8481809020 | 2021-06-01 | Yes | https://www.caleffi.com/node/12841 |  | https://www.caleffi.com/sites/default/files/styles/product_photo/public/file/644002.jpg?itok=GUcBWK-L | //www.youtube.com/embed/videoseries?list=PLuuV0ELkYb5VlgDbhcOVDtEAUuTQSVVwk
645114 | Replacement Legiomix actuator | 61 | 397 | 8016615602760 | IT | 8481809015 | 2021-06-01 | Yes | https://www.caleffi.com/node/61052 | https://www.caleffi.com/sites/default/files/file/03532-20na-1.pdf | https://www.caleffi.com/sites/default/files/styles/product_photo/public/file/645114.jpg?itok=axcgejaC | //www.youtube.com/embed/videoseries?list=PLuuV0ELkYb5VxIwTECrY_HU2go1h33_Oc | https://www.caleffi.com/sites/default/files/file/h0002997-07-na.pdf
656344 | 24 V AC/DC, 250 mA, 300 seconds | 36 | 93.2 | 8016615562217 | IT | 8481809020 | 2021-06-01 | Yes | https://www.caleffi.com/node/12836 |  | https://www.caleffi.com/sites/default/files/styles/product_photo/public/file/6563.jpg?itok=dCQnnNrc
656354 | 24 V AC/DC, 250 mA, 300 seconds, micro-switch | 36 | 110 | 8016615562200 | IT | 8481809020 | 2021-06-01 | Yes | https://www.caleffi.com/node/12836 |  | https://www.caleffi.com/sites/default/files/styles/product_photo/public/file/6563.jpg?itok=dCQnnNrc
656404 | Thermoelectric Actuator 24v | 30 | 69.6 | 8016615338485 | IT | 8481809020 | 2021-06-01 | Yes | https://www.caleffi.com/node/12554 |  | https://www.caleffi.com/sites/default/files/styles/product_photo/public/file/656412.jpg?itok=YpAbqFgt |  | https://www.caleffi.com/sites/default/files/file/68457.pdf
656414 | Thermo-Electric Actuator 24v w/microswit | 30 | 87.9 | 8016615338508 | IT | 8481809020 | 2021-06-01 | Yes | https://www.caleffi.com/node/12554 |  | https://www.caleffi.com/sites/default/files/styles/product_photo/public/file/656412.jpg?itok=YpAbqFgt |  | https://www.caleffi.com/sites/default/files/file/68457.pdf
659044 | Manifold Housing Box:up to 3 outlet assy | 49 | 273 | 8016615199710 | IT | 8481909085 | 2021-06-01 | Yes | https://www.caleffi.com/node/13669 |  | https://www.caleffi.com/sites/default/files/styles/product_photo/public/file/659064.jpg?itok=v7LJ_mvx | //www.youtube.com/embed/videoseries?list=PLuuV0ELkYb5Uv8TV0wMDd46s_h-xTUyfG | https://www.caleffi.com/sites/default/files/file/659661_na.pdf
659064 | MANIFOLD HOUSING BOX:UP TO 6 OUTLET ASSY | 49 | 298 | 8016615199888 | IT | 8481909085 | 2021-06-01 | Yes | https://www.caleffi.com/node/13669 |  | https://www.caleffi.com/sites/default/files/styles/product_photo/public/file/659064.jpg?itok=v7LJ_mvx | //www.youtube.com/embed/videoseries?list=PLuuV0ELkYb5Uv8TV0wMDd46s_h-xTUyfG | https://www.caleffi.com/sites/default/files/file/659661_na.pdf
659084 | Manifold Housing Box:Upto 10 Outlet Assy | 49 | 351 | 8016615199734 | IT | 8481909085 | 2021-06-01 | Yes | https://www.caleffi.com/node/13669 |  | https://www.caleffi.com/sites/default/files/styles/product_photo/public/file/659064.jpg?itok=v7LJ_mvx | //www.youtube.com/embed/videoseries?list=PLuuV0ELkYb5Uv8TV0wMDd46s_h-xTUyfG | https://www.caleffi.com/sites/default/files/file/659661_na.pdf
659104 | Manifold Housing Box:up to13 outlet assy | 49 | 403 | 8016615199741 | IT | 8481909085 | 2021-06-01 | Yes | https://www.caleffi.com/node/13669 |  | https://www.caleffi.com/sites/default/files/styles/product_photo/public/file/659064.jpg?itok=v7LJ_mvx | //www.youtube.com/embed/videoseries?list=PLuuV0ELkYb5Uv8TV0wMDd46s_h-xTUyfG | https://www.caleffi.com/sites/default/files/file/659661_na.pdf
659124 | Manifold Housing Box:up to17 outlet assy | 49 | 456 | 8016615199758 | IT | 8481909085 | 2021-06-01 | Yes | https://www.caleffi.com/node/13669 |  | https://www.caleffi.com/sites/default/files/styles/product_photo/public/file/659064.jpg?itok=v7LJ_mvx | //www.youtube.com/embed/videoseries?list=PLuuV0ELkYb5Uv8TV0wMDd46s_h-xTUyfG | https://www.caleffi.com/sites/default/files/file/659661_na.pdf
669050 | FLOW METER 3/4"M X 3/4"F | 51 | 29 | 8016615035094 | IT | 9026105000 | 2021-06-01 | Yes | https://www.caleffi.com/node/15454 |  | https://www.caleffi.com/sites/default/files/styles/product_photo/public/file/669.jpg?itok=MzZa4VxS
680507 | Fitting 5/16" Nominal PEX | 49 | 8.5 | 8016615231274 | IT | 8481909085 | 2021-06-01 | Yes | https://www.caleffi.com/node/16573 |  | https://www.caleffi.com/sites/default/files/styles/product_photo/public/file/6805.jpg?itok=NZMH3n4Y
681524 | SELF-ADJ.DIAM.DARCAL FITTING 3/4" 11,5 | 33 | 8.9 | 8016615048902 | IT | 8481909085 | 2021-06-01 | Yes | https://www.caleffi.com/node/12636 |  | https://www.caleffi.com/sites/default/files/styles/product_photo/public/file/6815.jpg?itok=9-HL5BHW
681555 | 5/8" PEX Fitting w/Chrome Nut | 33 | 8.7 | 8016615039726 | IT | 8481909085 | 2021-06-01 | Yes | https://www.caleffi.com/node/12636 |  | https://www.caleffi.com/sites/default/files/styles/product_photo/public/file/6815.jpg?itok=9-HL5BHW
694045 | Temp.Pocket Well 1"1-1/4"1-1/2" hydrosep | 13 | 16.6 | 8016615024340 | IT | 8481909085 | 2021-06-01 | Yes | https://www.caleffi.com/node/17362 |  | https://www.caleffi.com/sites/default/files/styles/product_photo/public/file/694.jpg?itok=cTv-5Cx2
750450 | Conteca Easy Datalogger | 113 | 2047 | 8016615515282 | IT | 9025805050 | 2021-06-01 | Yes | https://www.caleffi.com/node/60966 |  | https://www.caleffi.com/sites/default/files/styles/product_photo/public/file/750450_1.jpg?itok=oAN9aKIW | //www.youtube.com/embed/videoseries?list=PLuuV0ELkYb5X_8UMoUusQrror42isKNX0 | https://www.caleffi.com/sites/default/files/file/h0001637-38_gb.pdf
755052 | Modbus-to-BACnet gateway | 61 | 1687 | 8016615593587 | IT | 8481809015 | 2021-06-01 | Yes | https://www.caleffi.com/node/64668 | https://www.caleffi.com/sites/default/files/file/03532-20na-1.pdf | https://www.caleffi.com/sites/default/files/styles/product_photo/public/file/na10520.jpg?itok=hcrPzOaw | //www.youtube.com/embed/videoseries?list=PLuuV0ELkYb5VxIwTECrY_HU2go1h33_Oc | https://www.caleffi.com/sites/default/files/file/h0004703na.pdf
940451 | Fittings 1/2M X 3/4M w/O-rings | 33 | 16 | 8016615377729 | IT | 8481909085 | 2021-06-01 | Yes | https://www.caleffi.com/node/16516 |  | https://www.caleffi.com/sites/default/files/styles/product_photo/public/file/940451.jpg?itok=oLAckBW4
100001A | Low Lead 1/4" NPT Port Set(2per set) | 75 | 14.2 | 8016615485776 | IT | 8481909085 | 2021-06-01 | Yes | https://www.caleffi.com/node/14183 |  | https://www.caleffi.com/sites/default/files/styles/product_photo/public/file/100001a.jpg?itok=GsfRdgPh | //www.youtube.com/embed/9jtWauT3KHY?list=PLC18D648800C03B89
1107B5LA | 1-1/4" GeoCal Manifold 2 Circuits, Left | 108 | 816 | 8016615351286 | IT | 8481809025 | 2021-06-01 | Yes | https://www.caleffi.com/node/15104 |  | https://www.caleffi.com/sites/default/files/styles/product_photo/public/file/1107c5la.jpg?itok=Dcky8Mp7 | //www.youtube.com/embed/videoseries?list=PLuuV0ELkYb5U6SFFiFlp2z7hCyvGBNSox | https://www.caleffi.com/sites/default/files/file/na88156_02.pdf
1107B5RA | 1-1/4" GeoCal Manifold 2 Circuits Right | 108 | 816 | 8016615351361 | IT | 8481809025 | 2021-06-01 | Yes | https://www.caleffi.com/node/15109 |  | https://www.caleffi.com/sites/default/files/styles/product_photo/public/file/1107c5ra.jpg?itok=WhgmM16s | //www.youtube.com/embed/videoseries?list=PLuuV0ELkYb5U6SFFiFlp2z7hCyvGBNSox | https://www.caleffi.com/sites/default/files/file/na88156_02.pdf
1107C5LA | 1-1/4" GeoCal Manifold 3 Circuits, Left | 108 | 901 | 8016615351293 | IT | 8481809025 | 2021-06-01 | Yes | https://www.caleffi.com/node/15104 |  | https://www.caleffi.com/sites/default/files/styles/product_photo/public/file/1107c5la.jpg?itok=Dcky8Mp7 | //www.youtube.com/embed/videoseries?list=PLuuV0ELkYb5U6SFFiFlp2z7hCyvGBNSox | https://www.caleffi.com/sites/default/files/file/na88156_02.pdf
1107C5RA | 1-1/4" GeoCal Manifold 3 Circuits Right | 108 | 901 | 8016615351378 | IT | 8481809025 | 2021-06-01 | Yes | https://www.caleffi.com/node/15109 |  | https://www.caleffi.com/sites/default/files/styles/product_photo/public/file/1107c5ra.jpg?itok=WhgmM16s | //www.youtube.com/embed/videoseries?list=PLuuV0ELkYb5U6SFFiFlp2z7hCyvGBNSox | https://www.caleffi.com/sites/default/files/file/na88156_02.pdf
1107D5LA | 1-1/4" GeoCal Manifold 4 Circuits, Left | 108 | 992 | 8016615351309 | IT | 8481809025 | 2021-06-01 | Yes | https://www.caleffi.com/node/15104 |  | https://www.caleffi.com/sites/default/files/styles/product_photo/public/file/1107c5la.jpg?itok=Dcky8Mp7 | //www.youtube.com/embed/videoseries?list=PLuuV0ELkYb5U6SFFiFlp2z7hCyvGBNSox | https://www.caleffi.com/sites/default/files/file/na88156_02.pdf
1107D5RA | 1-1/4" GeoCal Manifold 4 Circuits Right | 108 | 992 | 8016615351385 | IT | 8481809025 | 2021-06-01 | Yes | https://www.caleffi.com/node/15109 |  | https://www.caleffi.com/sites/default/files/styles/product_photo/public/file/1107c5ra.jpg?itok=WhgmM16s | //www.youtube.com/embed/videoseries?list=PLuuV0ELkYb5U6SFFiFlp2z7hCyvGBNSox | https://www.caleffi.com/sites/default/files/file/na88156_02.pdf
1107E5LA | 1-1/4" GeoCal Manifold 5 Circuits, Left | 108 | 1075 | 8016615351316 | IT | 8481809025 | 2021-06-01 | Yes | https://www.caleffi.com/node/15104 |  | https://www.caleffi.com/sites/default/files/styles/product_photo/public/file/1107c5la.jpg?itok=Dcky8Mp7 | //www.youtube.com/embed/videoseries?list=PLuuV0ELkYb5U6SFFiFlp2z7hCyvGBNSox | https://www.caleffi.com/sites/default/files/file/na88156_02.pdf
1107E5RA | 1-1/4" GeoCal Manifold 5 Circuits Right | 108 | 1075 | 8016615351392 | IT | 8481809025 | 2021-06-01 | Yes | https://www.caleffi.com/node/15109 |  | https://www.caleffi.com/sites/default/files/styles/product_photo/public/file/1107c5ra.jpg?itok=WhgmM16s | //www.youtube.com/embed/videoseries?list=PLuuV0ELkYb5U6SFFiFlp2z7hCyvGBNSox | https://www.caleffi.com/sites/default/files/file/na88156_02.pdf
1107F5LA | 1-1/4" GeoCal Manifold 6 Circuits, Left | 108 | 1160 | 8016615351323 | IT | 8481809025 | 2021-06-01 | Yes | https://www.caleffi.com/node/15104 |  | https://www.caleffi.com/sites/default/files/styles/product_photo/public/file/1107c5la.jpg?itok=Dcky8Mp7 | //www.youtube.com/embed/videoseries?list=PLuuV0ELkYb5U6SFFiFlp2z7hCyvGBNSox | https://www.caleffi.com/sites/default/files/file/na88156_02.pdf
1107F5RA | 1-1/4" GeoCal Manifold 6 Circuits Right | 108 | 1160 | 8016615351408 | IT | 8481809025 | 2021-06-01 | Yes | https://www.caleffi.com/node/15109 |  | https://www.caleffi.com/sites/default/files/styles/product_photo/public/file/1107c5ra.jpg?itok=WhgmM16s | //www.youtube.com/embed/videoseries?list=PLuuV0ELkYb5U6SFFiFlp2z7hCyvGBNSox | https://www.caleffi.com/sites/default/files/file/na88156_02.pdf
1107G5LA | 1-1/4" GeoCal Manifold 7 Circuits, Left | 108 | 1264 | 8016615351347 | IT | 8481809025 | 2021-06-01 | Yes | https://www.caleffi.com/node/15104 |  | https://www.caleffi.com/sites/default/files/styles/product_photo/public/file/1107c5la.jpg?itok=Dcky8Mp7 | //www.youtube.com/embed/videoseries?list=PLuuV0ELkYb5U6SFFiFlp2z7hCyvGBNSox | https://www.caleffi.com/sites/default/files/file/na88156_02.pdf
1107G5RA | 1-1/4" GeoCal Manifold 7 Circuits Right | 108 | 1264 | 8016615351415 | IT | 8481809025 | 2021-06-01 | Yes | https://www.caleffi.com/node/15109 |  | https://www.caleffi.com/sites/default/files/styles/product_photo/public/file/1107c5ra.jpg?itok=WhgmM16s | //www.youtube.com/embed/videoseries?list=PLuuV0ELkYb5U6SFFiFlp2z7hCyvGBNSox | https://www.caleffi.com/sites/default/files/file/na88156_02.pdf
1107H5LA | 1-1/4" GeoCal Manifold 8 Circuits, Left | 108 | 1347 | 8016615351354 | IT | 8481809025 | 2021-06-01 | Yes | https://www.caleffi.com/node/15104 |  | https://www.caleffi.com/sites/default/files/styles/product_photo/public/file/1107c5la.jpg?itok=Dcky8Mp7 | //www.youtube.com/embed/videoseries?list=PLuuV0ELkYb5U6SFFiFlp2z7hCyvGBNSox | https://www.caleffi.com/sites/default/files/file/na88156_02.pdf
1107H5RA | 1-1/4" GeoCal Manifold 8 Circuits Right | 108 | 1347 | 8016615351422 | IT | 8481809025 | 2021-06-01 | Yes | https://www.caleffi.com/node/15109 |  | https://www.caleffi.com/sites/default/files/styles/product_photo/public/file/1107c5ra.jpg?itok=WhgmM16s | //www.youtube.com/embed/videoseries?list=PLuuV0ELkYb5U6SFFiFlp2z7hCyvGBNSox | https://www.caleffi.com/sites/default/files/file/na88156_02.pdf
116140A | ThermoSetter™Adjustable Thermal Balancing Valve 1/2" FNPT | 70 | 189 | 8016615572353 | IT | 8481809015 | 2021-06-01 | Yes | https://www.caleffi.com/node/44839 | https://www.caleffi.com/sites/default/files/file/03598-21na.pdf | https://www.caleffi.com/sites/default/files/styles/product_photo/public/file/116140a.jpg?itok=mP2t6LAm | //www.youtube.com/embed/videoseries?list=PLuuV0ELkYb5U8jKHfYh6pj-n2rtECK-mU | https://www.caleffi.com/sites/default/files/file/h0001890-05na-1220.pdf
116140AC | ThermoSetter™Adjustable Thermal Balancing Valve 1/2" FNPT w/ Check Valve | 70 | 226 | 8016615576726 | IT | 8481809015 | 2021-06-01 | Yes | https://www.caleffi.com/node/44839 | https://www.caleffi.com/sites/default/files/file/03598-21na.pdf | https://www.caleffi.com/sites/default/files/styles/product_photo/public/file/116140a.jpg?itok=mP2t6LAm | //www.youtube.com/embed/videoseries?list=PLuuV0ELkYb5U8jKHfYh6pj-n2rtECK-mU | https://www.caleffi.com/sites/default/files/file/h0001890-05na-1220.pdf
116141A | ThermoSetter™Adjustable Thermal Balancing Valve 1/2" FNPT w/ Pressure Gauge | 70 | 202 | 8016615576665 | IT | 8481809015 | 2021-06-01 | Yes | https://www.caleffi.com/node/44839 | https://www.caleffi.com/sites/default/files/file/03598-21na.pdf | https://www.caleffi.com/sites/default/files/styles/product_photo/public/file/116140a.jpg?itok=mP2t6LAm | //www.youtube.com/embed/videoseries?list=PLuuV0ELkYb5U8jKHfYh6pj-n2rtECK-mU | https://www.caleffi.com/sites/default/files/file/h0001890-05na-1220.pdf
116141AC | ThermoSetter™Adjustable Thermal Balancing Valve 1/2" FNPT w/ Check Valve & Pressure Gauge | 70 | 238 | 8016615576696 | IT | 8481809015 | 2021-06-01 | Yes | https://www.caleffi.com/node/44839 | https://www.caleffi.com/sites/default/files/file/03598-21na.pdf | https://www.caleffi.com/sites/default/files/styles/product_photo/public/file/116140a.jpg?itok=mP2t6LAm | //www.youtube.com/embed/videoseries?list=PLuuV0ELkYb5U8jKHfYh6pj-n2rtECK-mU | https://www.caleffi.com/sites/default/files/file/h0001890-05na-1220.pdf
116150A | ThermoSetter™Adjustable Thermal Balancing Valve 3/4" FNPT | 70 | 203 | 8016615572322 | IT | 8481809015 | 2021-06-01 | Yes | https://www.caleffi.com/node/44839 | https://www.caleffi.com/sites/default/files/file/03598-21na.pdf | https://www.caleffi.com/sites/default/files/styles/product_photo/public/file/116140a.jpg?itok=mP2t6LAm | //www.youtube.com/embed/videoseries?list=PLuuV0ELkYb5U8jKHfYh6pj-n2rtECK-mU | https://www.caleffi.com/sites/default/files/file/h0001890-05na-1220.pdf
116150AC | ThermoSetter™Adjustable Thermal Balancing Valve 3/4" FNPT w/ Check Valve | 70 | 247 | 8016615576771 | IT | 8481809015 | 2021-06-01 | Yes | https://www.caleffi.com/node/44839 | https://www.caleffi.com/sites/default/files/file/03598-21na.pdf | https://www.caleffi.com/sites/default/files/styles/product_photo/public/file/116140a.jpg?itok=mP2t6LAm | //www.youtube.com/embed/videoseries?list=PLuuV0ELkYb5U8jKHfYh6pj-n2rtECK-mU | https://www.caleffi.com/sites/default/files/file/h0001890-05na-1220.pdf
116151A | ThermoSetter™Adjustable Thermal Balancing Valve 3/4" FNPT w/ Pressure Gauge | 70 | 215 | 8016615576757 | IT | 8481809015 | 2021-06-01 | Yes | https://www.caleffi.com/node/44839 | https://www.caleffi.com/sites/default/files/file/03598-21na.pdf | https://www.caleffi.com/sites/default/files/styles/product_photo/public/file/116140a.jpg?itok=mP2t6LAm | //www.youtube.com/embed/videoseries?list=PLuuV0ELkYb5U8jKHfYh6pj-n2rtECK-mU | https://www.caleffi.com/sites/default/files/file/h0001890-05na-1220.pdf
116151AC | ThermoSetter™Adjustable Thermal Balancing Valve 3/4" FNPT w/ Check Valve & Pressure Gauge | 70 | 259 | 8016615576788 | IT | 8481809015 | 2021-06-01 | Yes | https://www.caleffi.com/node/44839 | https://www.caleffi.com/sites/default/files/file/03598-21na.pdf | https://www.caleffi.com/sites/default/files/styles/product_photo/public/file/116140a.jpg?itok=mP2t6LAm | //www.youtube.com/embed/videoseries?list=PLuuV0ELkYb5U8jKHfYh6pj-n2rtECK-mU | https://www.caleffi.com/sites/default/files/file/h0001890-05na-1220.pdf
116160A | ThermoSetter™Adjustable Thermal Balancing Valve 1" FNPT | 70 | 288 | 8016615644241 | IT | 8481809015 | 2021-06-01 | Yes | https://www.caleffi.com/node/44839 | https://www.caleffi.com/sites/default/files/file/03598-21na.pdf | https://www.caleffi.com/sites/default/files/styles/product_photo/public/file/116140a.jpg?itok=mP2t6LAm | //www.youtube.com/embed/videoseries?list=PLuuV0ELkYb5U8jKHfYh6pj-n2rtECK-mU | https://www.caleffi.com/sites/default/files/file/h0001890-05na-1220.pdf
116160AC | ThermoSetter™Adjustable Thermal Balancing Valve 1" FNPT w/ Check Valve | 70 | 400 | 8016615658019 | IT | 8481809015 | 2021-06-01 | Yes | https://www.caleffi.com/node/44839 | https://www.caleffi.com/sites/default/files/file/03598-21na.pdf | https://www.caleffi.com/sites/default/files/styles/product_photo/public/file/116140a.jpg?itok=mP2t6LAm | //www.youtube.com/embed/videoseries?list=PLuuV0ELkYb5U8jKHfYh6pj-n2rtECK-mU | https://www.caleffi.com/sites/default/files/file/h0001890-05na-1220.pdf
116161A | ThermoSetter™Adjustable Thermal Balancing Valve 1" FNPT w/ Pressure Gauge | 70 | 301 | 8016615658026 | IT | 8481809015 | 2021-06-01 | Yes | https://www.caleffi.com/node/44839 | https://www.caleffi.com/sites/default/files/file/03598-21na.pdf | https://www.caleffi.com/sites/default/files/styles/product_photo/public/file/116140a.jpg?itok=mP2t6LAm | //www.youtube.com/embed/videoseries?list=PLuuV0ELkYb5U8jKHfYh6pj-n2rtECK-mU | https://www.caleffi.com/sites/default/files/file/h0001890-05na-1220.pdf
116161AC | ThermoSetter™Adjustable Thermal Balancing Valve 1" FNPT w/ Check Valve & Pressure Gauge | 70 | 414 | 8016615658033 | IT | 8481809015 | 2021-06-01 | Yes | https://www.caleffi.com/node/44839 | https://www.caleffi.com/sites/default/files/file/03598-21na.pdf | https://www.caleffi.com/sites/default/files/styles/product_photo/public/file/116140a.jpg?itok=mP2t6LAm | //www.youtube.com/embed/videoseries?list=PLuuV0ELkYb5U8jKHfYh6pj-n2rtECK-mU | https://www.caleffi.com/sites/default/files/file/h0001890-05na-1220.pdf
116170A | ThermoSetter™Adjustable Thermal Balancing Valve 1-1/4" FNPT | 70 | 310 | 8016615644265 | IT | 8481809015 | 2021-06-01 | Yes | https://www.caleffi.com/node/44839 | https://www.caleffi.com/sites/default/files/file/03598-21na.pdf | https://www.caleffi.com/sites/default/files/styles/product_photo/public/file/116140a.jpg?itok=mP2t6LAm | //www.youtube.com/embed/videoseries?list=PLuuV0ELkYb5U8jKHfYh6pj-n2rtECK-mU | https://www.caleffi.com/sites/default/files/file/h0001890-05na-1220.pdf
116170AC | ThermoSetter™Adjustable Thermal Balancing Valve 1-1/4" FNPT w/ Check Valve | 70 | 433 | 8016615658040 | IT | 8481809015 | 2021-06-01 | Yes | https://www.caleffi.com/node/44839 | https://www.caleffi.com/sites/default/files/file/03598-21na.pdf | https://www.caleffi.com/sites/default/files/styles/product_photo/public/file/116140a.jpg?itok=mP2t6LAm | //www.youtube.com/embed/videoseries?list=PLuuV0ELkYb5U8jKHfYh6pj-n2rtECK-mU | https://www.caleffi.com/sites/default/files/file/h0001890-05na-1220.pdf
116171A | ThermoSetter™Adjustable Thermal Balancing Valve 1-1/4" FNPT w/ Pressure Gauge | 70 | 322 | 8016615658057 | IT | 8481809015 | 2021-06-01 | Yes | https://www.caleffi.com/node/44839 | https://www.caleffi.com/sites/default/files/file/03598-21na.pdf | https://www.caleffi.com/sites/default/files/styles/product_photo/public/file/116140a.jpg?itok=mP2t6LAm | //www.youtube.com/embed/videoseries?list=PLuuV0ELkYb5U8jKHfYh6pj-n2rtECK-mU | https://www.caleffi.com/sites/default/files/file/h0001890-05na-1220.pdf
116171AC | ThermoSetter™Adjustable Thermal Balancing Valve 1-1/4" FNPT w/ Check Valve & Pressure Gauge | 70 | 445 | 8016615658064 | IT | 8481809015 | 2021-06-01 | Yes | https://www.caleffi.com/node/44839 | https://www.caleffi.com/sites/default/files/file/03598-21na.pdf | https://www.caleffi.com/sites/default/files/styles/product_photo/public/file/116140a.jpg?itok=mP2t6LAm | //www.youtube.com/embed/videoseries?list=PLuuV0ELkYb5U8jKHfYh6pj-n2rtECK-mU | https://www.caleffi.com/sites/default/files/file/h0001890-05na-1220.pdf
116240A | ThermoSetter™Adjustable Thermal Balancing Valve 1/2" FNPT w/160F thermal disinfection Cartridge w/ Pressure Gauge | 70 | 246 | 8016615572360 | IT | 8481809015 | 2021-06-01 | Yes | https://www.caleffi.com/node/52183 | https://www.caleffi.com/sites/default/files/file/03598-21na.pdf | https://www.caleffi.com/sites/default/files/styles/product_photo/public/file/116240a.jpg?itok=UZkhf-V0 | //www.youtube.com/embed/videoseries?list=PLuuV0ELkYb5U8jKHfYh6pj-n2rtECK-mU | https://www.caleffi.com/sites/default/files/file/h0001890-05na-1220.pdf
116240AC | ThermoSetter™Adjustable Thermal Balancing Valve 1/2" FNPT w/160F thermal disinfection Cartridge w/ Pressure Gauge & Check | 70 | 282 | 8016615576733 | IT | 8481809015 | 2021-06-01 | Yes | https://www.caleffi.com/node/52183 | https://www.caleffi.com/sites/default/files/file/03598-21na.pdf | https://www.caleffi.com/sites/default/files/styles/product_photo/public/file/116240a.jpg?itok=UZkhf-V0 | //www.youtube.com/embed/videoseries?list=PLuuV0ELkYb5U8jKHfYh6pj-n2rtECK-mU | https://www.caleffi.com/sites/default/files/file/h0001890-05na-1220.pdf
116250A | ThermoSetter™Adjustable Thermal Balancing Valve 3/4" FNPT w/160F thermal disinfection Cartridge w/ Pressure Gauge | 70 | 259 | 8016615572308 | IT | 8481809015 | 2021-06-01 | Yes | https://www.caleffi.com/node/52183 | https://www.caleffi.com/sites/default/files/file/03598-21na.pdf | https://www.caleffi.com/sites/default/files/styles/product_photo/public/file/116240a.jpg?itok=UZkhf-V0 | //www.youtube.com/embed/videoseries?list=PLuuV0ELkYb5U8jKHfYh6pj-n2rtECK-mU | https://www.caleffi.com/sites/default/files/file/h0001890-05na-1220.pdf
116250AC | ThermoSetter™Adjustable Thermal Balancing Valve 3/4" FNPT w/160F thermal disinfection Cartridge w/ Pressure Gauge & Check | 70 | 303 | 8016615576795 | IT | 8481809015 | 2021-06-01 | Yes | https://www.caleffi.com/node/52183 | https://www.caleffi.com/sites/default/files/file/03598-21na.pdf | https://www.caleffi.com/sites/default/files/styles/product_photo/public/file/116240a.jpg?itok=UZkhf-V0 | //www.youtube.com/embed/videoseries?list=PLuuV0ELkYb5U8jKHfYh6pj-n2rtECK-mU | https://www.caleffi.com/sites/default/files/file/h0001890-05na-1220.pdf
116260A | ThermoSetter™Adjustable Thermal Balancing Valve 1" FNPT w/160F thermal disinfection Cartridge w/ Pressure Gauge | 70 | 345 | 8016615644289 | IT | 8481809015 | 2021-06-01 | Yes | https://www.caleffi.com/node/52183 | https://www.caleffi.com/sites/default/files/file/03598-21na.pdf | https://www.caleffi.com/sites/default/files/styles/product_photo/public/file/116240a.jpg?itok=UZkhf-V0 | //www.youtube.com/embed/videoseries?list=PLuuV0ELkYb5U8jKHfYh6pj-n2rtECK-mU | https://www.caleffi.com/sites/default/files/file/h0001890-05na-1220.pdf
116260AC | ThermoSetter™Adjustable Thermal Balancing Valve 1" FNPT w/160F thermal disinfection Cartridge w/ Pressure Gauge & Check | 70 | 456 | 8016615658446 | IT | 8481809015 | 2021-06-01 | Yes | https://www.caleffi.com/node/52183 | https://www.caleffi.com/sites/default/files/file/03598-21na.pdf | https://www.caleffi.com/sites/default/files/styles/product_photo/public/file/116240a.jpg?itok=UZkhf-V0 | //www.youtube.com/embed/videoseries?list=PLuuV0ELkYb5U8jKHfYh6pj-n2rtECK-mU | https://www.caleffi.com/sites/default/files/file/h0001890-05na-1220.pdf
116270A | ThermoSetter™Adjustable Thermal Balancing Valve 1-1/4" FNPT w/160F thermal disinfection Cartridge w/ Pressure Gauge | 70 | 368 | 8016615644302 | IT | 8481809015 | 2021-06-01 | Yes | https://www.caleffi.com/node/52183 | https://www.caleffi.com/sites/default/files/file/03598-21na.pdf | https://www.caleffi.com/sites/default/files/styles/product_photo/public/file/116240a.jpg?itok=UZkhf-V0 | //www.youtube.com/embed/videoseries?list=PLuuV0ELkYb5U8jKHfYh6pj-n2rtECK-mU | https://www.caleffi.com/sites/default/files/file/h0001890-05na-1220.pdf
116270AC | ThermoSetter™Adjustable Thermal Balancing Valve 1-1/4" FNPT w/160F thermal disinfection Cartridge w/ Pressure Gauge & Check | 70 | 490 | 8016615658453 | IT | 8481809015 | 2021-06-01 | Yes | https://www.caleffi.com/node/52183 | https://www.caleffi.com/sites/default/files/file/03598-21na.pdf | https://www.caleffi.com/sites/default/files/styles/product_photo/public/file/116240a.jpg?itok=UZkhf-V0 | //www.youtube.com/embed/videoseries?list=PLuuV0ELkYb5U8jKHfYh6pj-n2rtECK-mU | https://www.caleffi.com/sites/default/files/file/h0001890-05na-1220.pdf
116340A | ThermoSetter™Adjustable Thermal Balancing Valve 1/2" FNPT w/ 656 Actuator mounts w/ Pressue Gauge | 70 | 258 | 8016615576689 | IT | 8481809015 | 2021-06-01 | Yes | https://www.caleffi.com/node/52186 | https://www.caleffi.com/sites/default/files/file/03598-21na.pdf | https://www.caleffi.com/sites/default/files/styles/product_photo/public/file/116340a.jpg?itok=aaQj2okn | //www.youtube.com/embed/videoseries?list=PLuuV0ELkYb5U8jKHfYh6pj-n2rtECK-mU | https://www.caleffi.com/sites/default/files/file/h0001890-05na-1220.pdf
116340AC | ThermoSetter™Adjustable Thermal Balancing Valve 1/2" FNPT w/ 656 Actuator mounts w/ Pressue Gauge & Check | 70 | 297 | 8016615576740 | IT | 8481809015 | 2021-06-01 | Yes | https://www.caleffi.com/node/52186 | https://www.caleffi.com/sites/default/files/file/03598-21na.pdf | https://www.caleffi.com/sites/default/files/styles/product_photo/public/file/116340a.jpg?itok=aaQj2okn | //www.youtube.com/embed/videoseries?list=PLuuV0ELkYb5U8jKHfYh6pj-n2rtECK-mU | https://www.caleffi.com/sites/default/files/file/h0001890-05na-1220.pdf
116350A | ThermoSetter™Adjustable Thermal Balancing Valve 3/4" FNPT w/ 656 Actuator mounts w/ Pressue Gauge | 70 | 272 | 8016615576764 | IT | 8481809015 | 2021-06-01 | Yes | https://www.caleffi.com/node/52186 | https://www.caleffi.com/sites/default/files/file/03598-21na.pdf | https://www.caleffi.com/sites/default/files/styles/product_photo/public/file/116340a.jpg?itok=aaQj2okn | //www.youtube.com/embed/videoseries?list=PLuuV0ELkYb5U8jKHfYh6pj-n2rtECK-mU | https://www.caleffi.com/sites/default/files/file/h0001890-05na-1220.pdf
116350AC | ThermoSetter™Adjustable Thermal Balancing Valve 3/4" FNPT w/ 656 Actuator mounts w/ Pressue Gauge & Check | 70 | 316 | 8016615576818 | IT | 8481809015 | 2021-06-01 | Yes | https://www.caleffi.com/node/52186 | https://www.caleffi.com/sites/default/files/file/03598-21na.pdf | https://www.caleffi.com/sites/default/files/styles/product_photo/public/file/116340a.jpg?itok=aaQj2okn | //www.youtube.com/embed/videoseries?list=PLuuV0ELkYb5U8jKHfYh6pj-n2rtECK-mU | https://www.caleffi.com/sites/default/files/file/h0001890-05na-1220.pdf
116360A | ThermoSetter™Adjustable Thermal Balancing Valve 1" FNPT w/ 656 Actuator mounts w/ Pressue Gauge | 70 | 358 | 8016615658675 | IT | 8481809015 | 2021-06-01 | Yes | https://www.caleffi.com/node/52186 | https://www.caleffi.com/sites/default/files/file/03598-21na.pdf | https://www.caleffi.com/sites/default/files/styles/product_photo/public/file/116340a.jpg?itok=aaQj2okn | //www.youtube.com/embed/videoseries?list=PLuuV0ELkYb5U8jKHfYh6pj-n2rtECK-mU | https://www.caleffi.com/sites/default/files/file/h0001890-05na-1220.pdf
116360AC | ThermoSetter™Adjustable Thermal Balancing Valve 1" FNPT w/ 656 Actuator mounts w/ Pressue Gauge & Check | 70 | 470 | 8016615658682 | IT | 8481809015 | 2021-06-01 | Yes | https://www.caleffi.com/node/52186 | https://www.caleffi.com/sites/default/files/file/03598-21na.pdf | https://www.caleffi.com/sites/default/files/styles/product_photo/public/file/116340a.jpg?itok=aaQj2okn | //www.youtube.com/embed/videoseries?list=PLuuV0ELkYb5U8jKHfYh6pj-n2rtECK-mU | https://www.caleffi.com/sites/default/files/file/h0001890-05na-1220.pdf
116370A | ThermoSetter™Adjustable Thermal Balancing Valve 1-1/4" FNPT w/ 656 Actuator mounts w/ Pressue Gauge | 70 | 379 | 8016615658699 | IT | 8481809015 | 2021-06-01 | Yes | https://www.caleffi.com/node/52186 | https://www.caleffi.com/sites/default/files/file/03598-21na.pdf | https://www.caleffi.com/sites/default/files/styles/product_photo/public/file/116340a.jpg?itok=aaQj2okn | //www.youtube.com/embed/videoseries?list=PLuuV0ELkYb5U8jKHfYh6pj-n2rtECK-mU | https://www.caleffi.com/sites/default/files/file/h0001890-05na-1220.pdf
116370AC | ThermoSetter™Adjustable Thermal Balancing Valve 1-1/4" FNPT w/ 656 Actuator mounts w/ Pressue Gauge & Check | 70 | 502 | 8016615658705 | IT | 8481809015 | 2021-06-01 | Yes | https://www.caleffi.com/node/52186 | https://www.caleffi.com/sites/default/files/file/03598-21na.pdf | https://www.caleffi.com/sites/default/files/styles/product_photo/public/file/116340a.jpg?itok=aaQj2okn | //www.youtube.com/embed/videoseries?list=PLuuV0ELkYb5U8jKHfYh6pj-n2rtECK-mU | https://www.caleffi.com/sites/default/files/file/h0001890-05na-1220.pdf
116440A | ThermoSetter™Adjustable Thermal Balancing Valve 1/2" FNPT | 71 | 171 | 8016615618648 | IT | 8481809015 | 2021-06-01 | Yes | https://www.caleffi.com/node/62800 | https://www.caleffi.com/sites/default/files/file/03642-20na.pdf | https://www.caleffi.com/sites/default/files/styles/product_photo/public/file/116440ac.jpg?itok=W3WDggyH | //www.youtube.com/embed/videoseries?list=PLuuV0ELkYb5U8jKHfYh6pj-n2rtECK-mU | https://www.caleffi.com/sites/default/files/file/h0006934-01_na.pdf
116440AC | ThermoSetter™Adjustable Thermal Balancing Valve 1/2" FNPT w/ Check Valve | 71 | 208 | 8016615638899 | IT | 8481809015 | 2021-06-01 | Yes | https://www.caleffi.com/node/62800 | https://www.caleffi.com/sites/default/files/file/03642-20na.pdf | https://www.caleffi.com/sites/default/files/styles/product_photo/public/file/116440ac.jpg?itok=W3WDggyH | //www.youtube.com/embed/videoseries?list=PLuuV0ELkYb5U8jKHfYh6pj-n2rtECK-mU | https://www.caleffi.com/sites/default/files/file/h0006934-01_na.pdf
116441A | ThermoSetter™Adjustable Thermal Balancing Valve 1/2" FNPT w/ Pressure Gauge | 71 | 182 | 8016615638905 | IT | 8481809015 | 2021-06-01 | Yes | https://www.caleffi.com/node/62800 | https://www.caleffi.com/sites/default/files/file/03642-20na.pdf | https://www.caleffi.com/sites/default/files/styles/product_photo/public/file/116440ac.jpg?itok=W3WDggyH | //www.youtube.com/embed/videoseries?list=PLuuV0ELkYb5U8jKHfYh6pj-n2rtECK-mU | https://www.caleffi.com/sites/default/files/file/h0006934-01_na.pdf
116441AC | ThermoSetter™Adjustable Thermal Balancing Valve 1/2" FNPT w/ Check Valve & Pressure Gauge | 71 | 221 | 8016615638912 | IT | 8481809015 | 2021-06-01 | Yes | https://www.caleffi.com/node/62800 | https://www.caleffi.com/sites/default/files/file/03642-20na.pdf | https://www.caleffi.com/sites/default/files/styles/product_photo/public/file/116440ac.jpg?itok=W3WDggyH | //www.youtube.com/embed/videoseries?list=PLuuV0ELkYb5U8jKHfYh6pj-n2rtECK-mU | https://www.caleffi.com/sites/default/files/file/h0006934-01_na.pdf
116450A | ThermoSetter™Adjustable Thermal Balancing Valve 3/4" FNPT | 71 | 184 | 8016615618631 | IT | 8481809015 | 2021-06-01 | Yes | https://www.caleffi.com/node/62800 | https://www.caleffi.com/sites/default/files/file/03642-20na.pdf | https://www.caleffi.com/sites/default/files/styles/product_photo/public/file/116440ac.jpg?itok=W3WDggyH | //www.youtube.com/embed/videoseries?list=PLuuV0ELkYb5U8jKHfYh6pj-n2rtECK-mU | https://www.caleffi.com/sites/default/files/file/h0006934-01_na.pdf
116450AC | ThermoSetter™Adjustable Thermal Balancing Valve 3/4" FNPT w/ Check Valve | 71 | 227 | 8016615638929 | IT | 8481809015 | 2021-06-01 | Yes | https://www.caleffi.com/node/62800 | https://www.caleffi.com/sites/default/files/file/03642-20na.pdf | https://www.caleffi.com/sites/default/files/styles/product_photo/public/file/116440ac.jpg?itok=W3WDggyH | //www.youtube.com/embed/videoseries?list=PLuuV0ELkYb5U8jKHfYh6pj-n2rtECK-mU | https://www.caleffi.com/sites/default/files/file/h0006934-01_na.pdf
116451A | ThermoSetter™Adjustable Thermal Balancing Valve 3/4" FNPT w/ Pressure Gauge | 71 | 195 | 8016615636598 | IT | 8481809015 | 2021-06-01 | Yes | https://www.caleffi.com/node/62800 | https://www.caleffi.com/sites/default/files/file/03642-20na.pdf | https://www.caleffi.com/sites/default/files/styles/product_photo/public/file/116440ac.jpg?itok=W3WDggyH | //www.youtube.com/embed/videoseries?list=PLuuV0ELkYb5U8jKHfYh6pj-n2rtECK-mU | https://www.caleffi.com/sites/default/files/file/h0006934-01_na.pdf
116451AC | ThermoSetter™Adjustable Thermal Balancing Valve 3/4" FNPT w/ Check Valve & Pressure Gauge | 71 | 239 | 8016615638936 | IT | 8481809015 | 2021-06-01 | Yes | https://www.caleffi.com/node/62800 | https://www.caleffi.com/sites/default/files/file/03642-20na.pdf | https://www.caleffi.com/sites/default/files/styles/product_photo/public/file/116440ac.jpg?itok=W3WDggyH | //www.youtube.com/embed/videoseries?list=PLuuV0ELkYb5U8jKHfYh6pj-n2rtECK-mU | https://www.caleffi.com/sites/default/files/file/h0006934-01_na.pdf
116640A | ThermoSetter™Adjustable Thermal Balancing Valve 1/2" FNPT w/140F thermal disinfection Cartridge w/ Pressure Gauge | 70 | 246 | 8016615651461 | IT | 8481809015 | 2021-06-01 | Yes | https://www.caleffi.com/node/52183 | https://www.caleffi.com/sites/default/files/file/03598-21na.pdf | https://www.caleffi.com/sites/default/files/styles/product_photo/public/file/116240a.jpg?itok=UZkhf-V0 | //www.youtube.com/embed/videoseries?list=PLuuV0ELkYb5U8jKHfYh6pj-n2rtECK-mU | https://www.caleffi.com/sites/default/files/file/h0001890-05na-1220.pdf
116640AC | ThermoSetter™Adjustable Thermal Balancing Valve 1/2" FNPT w/140F thermal disinfection Cartridge w/ Pressure Gauge & Check | 70 | 282 | 8016615651478 | IT | 8481809015 | 2021-06-01 | Yes | https://www.caleffi.com/node/52183 | https://www.caleffi.com/sites/default/files/file/03598-21na.pdf | https://www.caleffi.com/sites/default/files/styles/product_photo/public/file/116240a.jpg?itok=UZkhf-V0 | //www.youtube.com/embed/videoseries?list=PLuuV0ELkYb5U8jKHfYh6pj-n2rtECK-mU | https://www.caleffi.com/sites/default/files/file/h0001890-05na-1220.pdf
116650A | ThermoSetter™Adjustable Thermal Balancing Valve 3/4" FNPT w/140F thermal disinfection Cartridge w/ Pressure Gauge | 70 | 259 | 8016615651485 | IT | 8481809015 | 2021-06-01 | Yes | https://www.caleffi.com/node/52183 | https://www.caleffi.com/sites/default/files/file/03598-21na.pdf | https://www.caleffi.com/sites/default/files/styles/product_photo/public/file/116240a.jpg?itok=UZkhf-V0 | //www.youtube.com/embed/videoseries?list=PLuuV0ELkYb5U8jKHfYh6pj-n2rtECK-mU | https://www.caleffi.com/sites/default/files/file/h0001890-05na-1220.pdf
116650AC | ThermoSetter™Adjustable Thermal Balancing Valve 3/4" FNPT w/140F thermal disinfection Cartridge w/ Pressure Gauge & Check | 70 | 303 | 8016615651492 | IT | 8481809015 | 2021-06-01 | Yes | https://www.caleffi.com/node/52183 | https://www.caleffi.com/sites/default/files/file/03598-21na.pdf | https://www.caleffi.com/sites/default/files/styles/product_photo/public/file/116240a.jpg?itok=UZkhf-V0 | //www.youtube.com/embed/videoseries?list=PLuuV0ELkYb5U8jKHfYh6pj-n2rtECK-mU | https://www.caleffi.com/sites/default/files/file/h0001890-05na-1220.pdf
116660A | ThermoSetter™Adjustable Thermal Balancing Valve 1" FNPT w/140F thermal disinfection Cartridge w/ Pressure Gauge | 70 | 345 | 8016615658637 | IT | 8481809015 | 2021-06-01 | Yes | https://www.caleffi.com/node/52183 | https://www.caleffi.com/sites/default/files/file/03598-21na.pdf | https://www.caleffi.com/sites/default/files/styles/product_photo/public/file/116240a.jpg?itok=UZkhf-V0 | //www.youtube.com/embed/videoseries?list=PLuuV0ELkYb5U8jKHfYh6pj-n2rtECK-mU | https://www.caleffi.com/sites/default/files/file/h0001890-05na-1220.pdf
116660AC | ThermoSetter™Adjustable Thermal Balancing Valve 1" FNPT w/140F thermal disinfection Cartridge w/ Pressure Gauge & Check | 70 | 456 | 8016615658644 | IT | 8481809015 | 2021-06-01 | Yes | https://www.caleffi.com/node/52183 | https://www.caleffi.com/sites/default/files/file/03598-21na.pdf | https://www.caleffi.com/sites/default/files/styles/product_photo/public/file/116240a.jpg?itok=UZkhf-V0 | //www.youtube.com/embed/videoseries?list=PLuuV0ELkYb5U8jKHfYh6pj-n2rtECK-mU | https://www.caleffi.com/sites/default/files/file/h0001890-05na-1220.pdf
116670A | ThermoSetter™Adjustable Thermal Balancing Valve 1-1/4" FNPT w/140F thermal disinfection Cartridge w/ Pressure Gauge | 70 | 368 | 8016615658651 | IT | 8481809015 | 2021-06-01 | Yes | https://www.caleffi.com/node/52183 | https://www.caleffi.com/sites/default/files/file/03598-21na.pdf | https://www.caleffi.com/sites/default/files/styles/product_photo/public/file/116240a.jpg?itok=UZkhf-V0 | //www.youtube.com/embed/videoseries?list=PLuuV0ELkYb5U8jKHfYh6pj-n2rtECK-mU | https://www.caleffi.com/sites/default/files/file/h0001890-05na-1220.pdf
116670AC | ThermoSetter™Adjustable Thermal Balancing Valve 1-1/4" FNPT w/140F thermal disinfection Cartridge w/ Pressure Gauge & Check | 70 | 490 | 8016615658668 | IT | 8481809015 | 2021-06-01 | Yes | https://www.caleffi.com/node/52183 | https://www.caleffi.com/sites/default/files/file/03598-21na.pdf | https://www.caleffi.com/sites/default/files/styles/product_photo/public/file/116240a.jpg?itok=UZkhf-V0 | //www.youtube.com/embed/videoseries?list=PLuuV0ELkYb5U8jKHfYh6pj-n2rtECK-mU | https://www.caleffi.com/sites/default/files/file/h0001890-05na-1220.pdf
120141A 000 | FlowCal™ Y-Strainer 1/2" NPT w/ball Valve | 75 | 113 | 8016615371017 | IT | 8481909085 | 2021-06-01 | Yes | https://www.caleffi.com/node/14176 |  | https://www.caleffi.com/sites/default/files/styles/product_photo/public/file/120149a.jpg?itok=xYEVFyEO |  | https://www.caleffi.com/sites/default/files/file/na38229_02.pdf
120149A 000 | FlowCal™ Y-Strainer 1/2" SWT w/ball Valve | 75 | 108 | 8016615371024 | IT | 8481909085 | 2021-06-01 | Yes | https://www.caleffi.com/node/14176 |  | https://www.caleffi.com/sites/default/files/styles/product_photo/public/file/120149a.jpg?itok=xYEVFyEO |  | https://www.caleffi.com/sites/default/files/file/na38229_02.pdf
120151A 000 | FlowCal™ Y-Strainer 3/4" NPT w/ball Valve | 75 | 114 | 8016615371031 | IT | 8481909085 | 2021-06-01 | Yes | https://www.caleffi.com/node/14176 |  | https://www.caleffi.com/sites/default/files/styles/product_photo/public/file/120149a.jpg?itok=xYEVFyEO |  | https://www.caleffi.com/sites/default/files/file/na38229_02.pdf
120159A 000 | FlowCal™ Y-Strainer 3/4" SWT w/ball Valve | 75 | 109 | 8016615370980 | IT | 8481909085 | 2021-06-01 | Yes | https://www.caleffi.com/node/14176 |  | https://www.caleffi.com/sites/default/files/styles/product_photo/public/file/120149a.jpg?itok=xYEVFyEO |  | https://www.caleffi.com/sites/default/files/file/na38229_02.pdf
120161A 000 | FlowCal™ Y-Strainer 1" NPT w/ball Valve | 75 | 227 | 8016615371048 | IT | 8481909085 | 2021-06-01 | Yes | https://www.caleffi.com/node/14176 |  | https://www.caleffi.com/sites/default/files/styles/product_photo/public/file/120149a.jpg?itok=xYEVFyEO |  | https://www.caleffi.com/sites/default/files/file/na38229_02.pdf
120169A 000 | FlowCal™ Y-Strainer 1" SWT w/ball Valve | 75 | 216 | 8016615371055 | IT | 8481909085 | 2021-06-01 | Yes | https://www.caleffi.com/node/14176 |  | https://www.caleffi.com/sites/default/files/styles/product_photo/public/file/120149a.jpg?itok=xYEVFyEO |  | https://www.caleffi.com/sites/default/files/file/na38229_02.pdf
120171A 000 | FlowCal™ Y-Strainer 1-1/4" NPT w/ball Vlv | 75 | 258 | 8016615371062 | IT | 8481909085 | 2021-06-01 | Yes | https://www.caleffi.com/node/14176 |  | https://www.caleffi.com/sites/default/files/styles/product_photo/public/file/120149a.jpg?itok=xYEVFyEO |  | https://www.caleffi.com/sites/default/files/file/na38229_02.pdf
120179A 000 | FlowCal™ Y-Strainer 1-1/4" SWT w/ball Vlv | 75 | 247 | 8016615371079 | IT | 8481909085 | 2021-06-01 | Yes | https://www.caleffi.com/node/14176 |  | https://www.caleffi.com/sites/default/files/styles/product_photo/public/file/120149a.jpg?itok=xYEVFyEO |  | https://www.caleffi.com/sites/default/files/file/na38229_02.pdf
120341A 000 | FlowCal™ Y-Strainer1/2"NPTw/ballVlv+PTport | 75 | 123 | 8016615371086 | IT | 8481909085 | 2021-06-01 | Yes | https://www.caleffi.com/node/14179 |  | https://www.caleffi.com/sites/default/files/styles/product_photo/public/file/120349a.jpg?itok=kXlCuphp |  | https://www.caleffi.com/sites/default/files/file/na38229_02.pdf
120349A 000 | FlowCal™ Y-Strainer1/2"SWTw/ballVlv+PTport | 75 | 118 | 8016615371093 | IT | 8481909085 | 2021-06-01 | Yes | https://www.caleffi.com/node/14179 |  | https://www.caleffi.com/sites/default/files/styles/product_photo/public/file/120349a.jpg?itok=kXlCuphp |  | https://www.caleffi.com/sites/default/files/file/na38229_02.pdf
120351A 000 | FlowCal™ Y-Strainer3/4"NPTw/ballVlv+PTport | 75 | 124 | 8016615371109 | IT | 8481909085 | 2021-06-01 | Yes | https://www.caleffi.com/node/14179 |  | https://www.caleffi.com/sites/default/files/styles/product_photo/public/file/120349a.jpg?itok=kXlCuphp |  | https://www.caleffi.com/sites/default/files/file/na38229_02.pdf
120359A 000 | FlowCal™ Y-Strainer3/4"SWTw/ballVlv+PTport | 75 | 119 | 8016615371116 | IT | 8481909085 | 2021-06-01 | Yes | https://www.caleffi.com/node/14179 |  | https://www.caleffi.com/sites/default/files/styles/product_photo/public/file/120349a.jpg?itok=kXlCuphp |  | https://www.caleffi.com/sites/default/files/file/na38229_02.pdf
120361A 000 | FlowCal™ Y-Strainer 1"NPT w/ballVlv+PTport | 75 | 237 | 8016615371123 | IT | 8481909085 | 2021-06-01 | Yes | https://www.caleffi.com/node/14179 |  | https://www.caleffi.com/sites/default/files/styles/product_photo/public/file/120349a.jpg?itok=kXlCuphp |  | https://www.caleffi.com/sites/default/files/file/na38229_02.pdf
120369A 000 | FlowCal™ Y-Strainer 1" SWTw/ballVlv+PTport | 75 | 225 | 8016615371130 | IT | 8481909085 | 2021-06-01 | Yes | https://www.caleffi.com/node/14179 |  | https://www.caleffi.com/sites/default/files/styles/product_photo/public/file/120349a.jpg?itok=kXlCuphp |  | https://www.caleffi.com/sites/default/files/file/na38229_02.pdf
120371A 000 | FlowCal™ Y-Strain1-1/4"NPTw/ballVlv+PTport | 75 | 268 | 8016615371147 | IT | 8481909085 | 2021-06-01 | Yes | https://www.caleffi.com/node/14179 |  | https://www.caleffi.com/sites/default/files/styles/product_photo/public/file/120349a.jpg?itok=kXlCuphp |  | https://www.caleffi.com/sites/default/files/file/na38229_02.pdf
120379A 000 | FlowCal™ Y-Strain1-1/4"SWTw/ballVlv+PTport | 75 | 256 | 8016615371154 | IT | 8481909085 | 2021-06-01 | Yes | https://www.caleffi.com/node/14179 |  | https://www.caleffi.com/sites/default/files/styles/product_photo/public/file/120349a.jpg?itok=kXlCuphp |  | https://www.caleffi.com/sites/default/files/file/na38229_02.pdf
121141A *** | FlowCal™ Y Style PIBV Low Lead w/ shut off 1/2" NPT | 74 | 125 |  |  |  | 2021-06-01 | Yes | https://www.caleffi.com/node/13900 |  | https://www.caleffi.com/sites/default/files/styles/product_photo/public/file/121161.jpg?itok=YM91D9Td | //www.youtube.com/embed/videoseries?list=PLuuV0ELkYb5X_hDFWgNN4FtDO0jhlZZ2h
121149A *** | FlowCal™ Y Style PIBV Low Lead w/ shut off 1/2" Sweat | 74 | 120 |  |  |  | 2021-06-01 | Yes | https://www.caleffi.com/node/13900 |  | https://www.caleffi.com/sites/default/files/styles/product_photo/public/file/121161.jpg?itok=YM91D9Td | //www.youtube.com/embed/videoseries?list=PLuuV0ELkYb5X_hDFWgNN4FtDO0jhlZZ2h
121151A *** | FlowCal™ Y Style PIBV Low Lead w/ shut off 3/4" NPT | 74 | 126 |  |  |  | 2021-06-01 | Yes | https://www.caleffi.com/node/13900 |  | https://www.caleffi.com/sites/default/files/styles/product_photo/public/file/121161.jpg?itok=YM91D9Td | //www.youtube.com/embed/videoseries?list=PLuuV0ELkYb5X_hDFWgNN4FtDO0jhlZZ2h
121159A *** | FlowCal™ Y Style PIBV Low Lead w/ shut off 3/4" Sweat | 74 | 121 |  |  |  | 2021-06-01 | Yes | https://www.caleffi.com/node/13900 |  | https://www.caleffi.com/sites/default/files/styles/product_photo/public/file/121161.jpg?itok=YM91D9Td | //www.youtube.com/embed/videoseries?list=PLuuV0ELkYb5X_hDFWgNN4FtDO0jhlZZ2h
121161A *** | FlowCal™ Y Style PIBV Low Lead w/ shut off 1" NPT | 74 | 258 |  |  |  | 2021-06-01 | Yes | https://www.caleffi.com/node/13900 |  | https://www.caleffi.com/sites/default/files/styles/product_photo/public/file/121161.jpg?itok=YM91D9Td | //www.youtube.com/embed/videoseries?list=PLuuV0ELkYb5X_hDFWgNN4FtDO0jhlZZ2h
121169A *** | FlowCal™ Y Style PIBV Low Lead w/ shut off 1" Sweat | 74 | 247 |  |  |  | 2021-06-01 | Yes | https://www.caleffi.com/node/13900 |  | https://www.caleffi.com/sites/default/files/styles/product_photo/public/file/121161.jpg?itok=YM91D9Td | //www.youtube.com/embed/videoseries?list=PLuuV0ELkYb5X_hDFWgNN4FtDO0jhlZZ2h
121171A *** | FlowCal™ Y Style PIBV Low Lead w/ shut off 1 ⅟₄" NPT | 74 | 290 |  |  |  | 2021-06-01 | Yes | https://www.caleffi.com/node/13900 |  | https://www.caleffi.com/sites/default/files/styles/product_photo/public/file/121161.jpg?itok=YM91D9Td | //www.youtube.com/embed/videoseries?list=PLuuV0ELkYb5X_hDFWgNN4FtDO0jhlZZ2h
121179A *** | FlowCal™ Y Style PIBV Low Lead w/ shut off 1 ⅟₄" Sweat | 74 | 276 |  |  |  | 2021-06-01 | Yes | https://www.caleffi.com/node/13900 |  | https://www.caleffi.com/sites/default/files/styles/product_photo/public/file/121161.jpg?itok=YM91D9Td | //www.youtube.com/embed/videoseries?list=PLuuV0ELkYb5X_hDFWgNN4FtDO0jhlZZ2h
121341A *** | FlowCal™ Y Style PIBV Low Lead w/ shut off 1/2" NPT W/PT Ports | 74 | 135 |  |  |  | 2021-06-01 | Yes | https://www.caleffi.com/node/13902 |  | https://www.caleffi.com/sites/default/files/styles/product_photo/public/file/121341A.jpg?itok=xNroMRFO | //www.youtube.com/embed/videoseries?list=PLuuV0ELkYb5X_hDFWgNN4FtDO0jhlZZ2h
121349A *** | FlowCal™ Y Style PIBV Low Lead w/ shut off 1/2" Sweat W/PT Ports | 74 | 128 |  |  |  | 2021-06-01 | Yes | https://www.caleffi.com/node/13902 |  | https://www.caleffi.com/sites/default/files/styles/product_photo/public/file/121341A.jpg?itok=xNroMRFO | //www.youtube.com/embed/videoseries?list=PLuuV0ELkYb5X_hDFWgNN4FtDO0jhlZZ2h
121351A *** | FlowCal™ Y Style PIBV Low Lead w/ shut off 3/4" NPT W/PT Ports | 74 | 138 |  |  |  | 2021-06-01 | Yes | https://www.caleffi.com/node/13902 |  | https://www.caleffi.com/sites/default/files/styles/product_photo/public/file/121341A.jpg?itok=xNroMRFO | //www.youtube.com/embed/videoseries?list=PLuuV0ELkYb5X_hDFWgNN4FtDO0jhlZZ2h
121359A *** | FlowCal™ Y Style PIBV Low Lead w/ shut off 3/4" Sweat W/PT Ports | 74 | 129 |  |  |  | 2021-06-01 | Yes | https://www.caleffi.com/node/13902 |  | https://www.caleffi.com/sites/default/files/styles/product_photo/public/file/121341A.jpg?itok=xNroMRFO | //www.youtube.com/embed/videoseries?list=PLuuV0ELkYb5X_hDFWgNN4FtDO0jhlZZ2h
121361A *** | FlowCal™ Y Style PIBV Low Lead w/ shut off 1" NPT W/PT Ports | 74 | 268 |  |  |  | 2021-06-01 | Yes | https://www.caleffi.com/node/13902 |  | https://www.caleffi.com/sites/default/files/styles/product_photo/public/file/121341A.jpg?itok=xNroMRFO | //www.youtube.com/embed/videoseries?list=PLuuV0ELkYb5X_hDFWgNN4FtDO0jhlZZ2h
121369A *** | FlowCal™ Y Style PIBV Low Lead w/ shut off 1" Sweat W/PT Ports | 74 | 256 |  |  |  | 2021-06-01 | Yes | https://www.caleffi.com/node/13902 |  | https://www.caleffi.com/sites/default/files/styles/product_photo/public/file/121341A.jpg?itok=xNroMRFO | //www.youtube.com/embed/videoseries?list=PLuuV0ELkYb5X_hDFWgNN4FtDO0jhlZZ2h
121371A *** | FlowCal™ Y Style PIBV Low Lead w/ shut off 1 ⅟₄" NPT W/PT Ports | 74 | 299 |  |  |  | 2021-06-01 | Yes | https://www.caleffi.com/node/13902 |  | https://www.caleffi.com/sites/default/files/styles/product_photo/public/file/121341A.jpg?itok=xNroMRFO | //www.youtube.com/embed/videoseries?list=PLuuV0ELkYb5X_hDFWgNN4FtDO0jhlZZ2h
121379A *** | FlowCal™ Y Style PIBV Low Lead w/ shut off 1 ⅟₄" Sweat W/PT Ports | 74 | 285 |  |  |  | 2021-06-01 | Yes | https://www.caleffi.com/node/13902 |  | https://www.caleffi.com/sites/default/files/styles/product_photo/public/file/121341A.jpg?itok=xNroMRFO | //www.youtube.com/embed/videoseries?list=PLuuV0ELkYb5X_hDFWgNN4FtDO0jhlZZ2h
127140AFC *** | FlowCal+™ PIBV Low Lead 1/2" NPT w/ Check & Gauge | 68 | 135 |  |  |  | 2021-06-01 | Yes | https://www.caleffi.com/node/44871 | https://www.caleffi.com/sites/default/files/file/03606_19na.pdf | https://www.caleffi.com/sites/default/files/styles/product_photo/public/file/127148af.jpg?itok=qEw_9cmD | //www.youtube.com/embed/videoseries?list=PLuuV0ELkYb5VteYcgms9g_1GKn_IXqtzl
127141AFC *** | FlowCal+™ PIBV Low Lead 1/2" NPT w/ Check | 68 | 100.9 |  |  |  | 2021-06-01 | Yes | https://www.caleffi.com/node/44871 | https://www.caleffi.com/sites/default/files/file/03606_19na.pdf | https://www.caleffi.com/sites/default/files/styles/product_photo/public/file/127148af.jpg?itok=qEw_9cmD | //www.youtube.com/embed/videoseries?list=PLuuV0ELkYb5VteYcgms9g_1GKn_IXqtzl | https://www.caleffi.com/sites/default/files/file/na10169_03.pdf
127142AFC *** | FlowCal+™ PIBV Low Lead 1/2" PEX Expansion w/ Check | 68 | 99.8 |  |  |  | 2021-06-01 | Yes | https://www.caleffi.com/node/44871 | https://www.caleffi.com/sites/default/files/file/03606_19na.pdf | https://www.caleffi.com/sites/default/files/styles/product_photo/public/file/127148af.jpg?itok=qEw_9cmD | //www.youtube.com/embed/videoseries?list=PLuuV0ELkYb5VteYcgms9g_1GKn_IXqtzl | https://www.caleffi.com/sites/default/files/file/na10169_03.pdf
127143AFC *** | FlowCal+™ PIBV Low Lead 1/2" PEX Expansion w/ Check & Gauge | 68 | 131 |  |  |  | 2021-06-01 | Yes | https://www.caleffi.com/node/44871 | https://www.caleffi.com/sites/default/files/file/03606_19na.pdf | https://www.caleffi.com/sites/default/files/styles/product_photo/public/file/127148af.jpg?itok=qEw_9cmD | //www.youtube.com/embed/videoseries?list=PLuuV0ELkYb5VteYcgms9g_1GKn_IXqtzl
127144AFC *** | FlowCal+™ PIBV Low Lead 1/2"PEX Crimp w/ Check | 68 | 99.8 |  |  |  | 2021-06-01 | Yes | https://www.caleffi.com/node/44871 | https://www.caleffi.com/sites/default/files/file/03606_19na.pdf | https://www.caleffi.com/sites/default/files/styles/product_photo/public/file/127148af.jpg?itok=qEw_9cmD | //www.youtube.com/embed/videoseries?list=PLuuV0ELkYb5VteYcgms9g_1GKn_IXqtzl | https://www.caleffi.com/sites/default/files/file/na10169_03.pdf
127145AFC *** | FlowCal+™ PIBV Low Lead 1/2"PEX Crimp w/ Check & Gauge | 68 | 131 |  |  |  | 2021-06-01 | Yes | https://www.caleffi.com/node/44871 | https://www.caleffi.com/sites/default/files/file/03606_19na.pdf | https://www.caleffi.com/sites/default/files/styles/product_photo/public/file/127148af.jpg?itok=qEw_9cmD | //www.youtube.com/embed/videoseries?list=PLuuV0ELkYb5VteYcgms9g_1GKn_IXqtzl
127148AFC *** | FlowCal+™ PIBV Low Lead 1/2" Sweat w/ Check & Gauge | 68 | 131 |  |  |  | 2021-06-01 | Yes | https://www.caleffi.com/node/44871 | https://www.caleffi.com/sites/default/files/file/03606_19na.pdf | https://www.caleffi.com/sites/default/files/styles/product_photo/public/file/127148af.jpg?itok=qEw_9cmD | //www.youtube.com/embed/videoseries?list=PLuuV0ELkYb5VteYcgms9g_1GKn_IXqtzl
127149AFC *** | FlowCal+™ PIBV Low Lead 1/2" Sweat w/ Check | 68 | 99.8 |  |  |  | 2021-06-01 | Yes | https://www.caleffi.com/node/44871 | https://www.caleffi.com/sites/default/files/file/03606_19na.pdf | https://www.caleffi.com/sites/default/files/styles/product_photo/public/file/127148af.jpg?itok=qEw_9cmD | //www.youtube.com/embed/videoseries?list=PLuuV0ELkYb5VteYcgms9g_1GKn_IXqtzl | https://www.caleffi.com/sites/default/files/file/na10169_03.pdf
127150AFC *** | FlowCal+™ PIBV Low Lead 3/4" NPT w/ Check & Gauge | 68 | 162 |  |  |  | 2021-06-01 | Yes | https://www.caleffi.com/node/44871 | https://www.caleffi.com/sites/default/files/file/03606_19na.pdf | https://www.caleffi.com/sites/default/files/styles/product_photo/public/file/127148af.jpg?itok=qEw_9cmD | //www.youtube.com/embed/videoseries?list=PLuuV0ELkYb5VteYcgms9g_1GKn_IXqtzl
127151AFC *** | FlowCal+™ PIBV Low Lead 3/4" NPT w/ Check | 68 | 107 |  |  |  | 2021-06-01 | Yes | https://www.caleffi.com/node/44871 | https://www.caleffi.com/sites/default/files/file/03606_19na.pdf | https://www.caleffi.com/sites/default/files/styles/product_photo/public/file/127148af.jpg?itok=qEw_9cmD | //www.youtube.com/embed/videoseries?list=PLuuV0ELkYb5VteYcgms9g_1GKn_IXqtzl | https://www.caleffi.com/sites/default/files/file/na10169_03.pdf
127152AFC *** | FlowCal+™ PIBV Low Lead 3/4" PEX Expansion w/ Check | 68 | 108 |  |  |  | 2021-06-01 | Yes | https://www.caleffi.com/node/44871 | https://www.caleffi.com/sites/default/files/file/03606_19na.pdf | https://www.caleffi.com/sites/default/files/styles/product_photo/public/file/127148af.jpg?itok=qEw_9cmD | //www.youtube.com/embed/videoseries?list=PLuuV0ELkYb5VteYcgms9g_1GKn_IXqtzl | https://www.caleffi.com/sites/default/files/file/na10169_03.pdf
127153AFC *** | FlowCal+™ PIBV Low Lead 3/4" PEX Expansion w/ Check & Gauge | 68 | 143 |  |  |  | 2021-06-01 | Yes | https://www.caleffi.com/node/44871 | https://www.caleffi.com/sites/default/files/file/03606_19na.pdf | https://www.caleffi.com/sites/default/files/styles/product_photo/public/file/127148af.jpg?itok=qEw_9cmD | //www.youtube.com/embed/videoseries?list=PLuuV0ELkYb5VteYcgms9g_1GKn_IXqtzl
127154AFC *** | FlowCal+™ PIBV Low Lead 3/4"PEX Crimp w/ Check | 68 | 108 |  |  |  | 2021-06-01 | Yes | https://www.caleffi.com/node/44871 | https://www.caleffi.com/sites/default/files/file/03606_19na.pdf | https://www.caleffi.com/sites/default/files/styles/product_photo/public/file/127148af.jpg?itok=qEw_9cmD | //www.youtube.com/embed/videoseries?list=PLuuV0ELkYb5VteYcgms9g_1GKn_IXqtzl | https://www.caleffi.com/sites/default/files/file/na10169_03.pdf
127155AFC *** | FlowCal+™ PIBV Low Lead 3/4"PEX Crimp w/ Check & Gauge | 68 | 143 |  |  |  | 2021-06-01 | Yes | https://www.caleffi.com/node/44871 | https://www.caleffi.com/sites/default/files/file/03606_19na.pdf | https://www.caleffi.com/sites/default/files/styles/product_photo/public/file/127148af.jpg?itok=qEw_9cmD | //www.youtube.com/embed/videoseries?list=PLuuV0ELkYb5VteYcgms9g_1GKn_IXqtzl
127156AFC *** | FlowCal+™ PIBV Low Lead 3/4" Press w/ Check | 68 | 124 |  |  |  | 2021-06-01 | Yes | https://www.caleffi.com/node/44871 | https://www.caleffi.com/sites/default/files/file/03606_19na.pdf | https://www.caleffi.com/sites/default/files/styles/product_photo/public/file/127148af.jpg?itok=qEw_9cmD | //www.youtube.com/embed/videoseries?list=PLuuV0ELkYb5VteYcgms9g_1GKn_IXqtzl | https://www.caleffi.com/sites/default/files/file/na10169_03.pdf
127157AFC *** | FlowCal+™ PIBV Low Lead 3/4" Press w/ Check & Gaug | 68 | 158 |  |  |  | 2021-06-01 | Yes | https://www.caleffi.com/node/44871 | https://www.caleffi.com/sites/default/files/file/03606_19na.pdf | https://www.caleffi.com/sites/default/files/styles/product_photo/public/file/127148af.jpg?itok=qEw_9cmD | //www.youtube.com/embed/videoseries?list=PLuuV0ELkYb5VteYcgms9g_1GKn_IXqtzl
127158AFC *** | FlowCal+™ PIBV Low Lead 3/4" Sweat w/ Check & Gauge | 68 | 143 |  |  |  | 2021-06-01 | Yes | https://www.caleffi.com/node/44871 | https://www.caleffi.com/sites/default/files/file/03606_19na.pdf | https://www.caleffi.com/sites/default/files/styles/product_photo/public/file/127148af.jpg?itok=qEw_9cmD | //www.youtube.com/embed/videoseries?list=PLuuV0ELkYb5VteYcgms9g_1GKn_IXqtzl
127159AFC *** | FlowCal+™ PIBV Low Lead 3/4" Sweat w/ Check | 68 | 108 |  |  |  | 2021-06-01 | Yes | https://www.caleffi.com/node/44871 | https://www.caleffi.com/sites/default/files/file/03606_19na.pdf | https://www.caleffi.com/sites/default/files/styles/product_photo/public/file/127148af.jpg?itok=qEw_9cmD | //www.youtube.com/embed/videoseries?list=PLuuV0ELkYb5VteYcgms9g_1GKn_IXqtzl | https://www.caleffi.com/sites/default/files/file/na10169_03.pdf
127160AFC *** | FlowCal+™ PIBV Low Lead 1" NPT w/ Check & Gauge | 68 | 168 |  |  |  | 2021-06-01 | Yes | https://www.caleffi.com/node/44871 | https://www.caleffi.com/sites/default/files/file/03606_19na.pdf | https://www.caleffi.com/sites/default/files/styles/product_photo/public/file/127148af.jpg?itok=qEw_9cmD | //www.youtube.com/embed/videoseries?list=PLuuV0ELkYb5VteYcgms9g_1GKn_IXqtzl
127161AFC *** | FlowCal+™ PIBV Low Lead 1" NPT w/ Check | 68 | 135 |  |  |  | 2021-06-01 | Yes | https://www.caleffi.com/node/44871 | https://www.caleffi.com/sites/default/files/file/03606_19na.pdf | https://www.caleffi.com/sites/default/files/styles/product_photo/public/file/127148af.jpg?itok=qEw_9cmD | //www.youtube.com/embed/videoseries?list=PLuuV0ELkYb5VteYcgms9g_1GKn_IXqtzl | https://www.caleffi.com/sites/default/files/file/na10169_03.pdf
127162AFC *** | FlowCal+™ PIBV Low Lead 1" PEX Expansion w/ Check | 68 | 134 |  |  |  | 2021-06-01 | Yes | https://www.caleffi.com/node/44871 | https://www.caleffi.com/sites/default/files/file/03606_19na.pdf | https://www.caleffi.com/sites/default/files/styles/product_photo/public/file/127148af.jpg?itok=qEw_9cmD | //www.youtube.com/embed/videoseries?list=PLuuV0ELkYb5VteYcgms9g_1GKn_IXqtzl | https://www.caleffi.com/sites/default/files/file/na10169_03.pdf
127163AFC *** | FlowCal+™ PIBV Low Lead 1" PEX Expansion w/ Check & Gauge | 68 | 166 |  |  |  | 2021-06-01 | Yes | https://www.caleffi.com/node/44871 | https://www.caleffi.com/sites/default/files/file/03606_19na.pdf | https://www.caleffi.com/sites/default/files/styles/product_photo/public/file/127148af.jpg?itok=qEw_9cmD | //www.youtube.com/embed/videoseries?list=PLuuV0ELkYb5VteYcgms9g_1GKn_IXqtzl
127164AFC *** | FlowCal+™ PIBV Low Lead 1" PEX Expansion w/ Check & Gauge | 68 | 134 |  |  |  | 2021-06-01 | Yes | https://www.caleffi.com/node/44871 | https://www.caleffi.com/sites/default/files/file/03606_19na.pdf | https://www.caleffi.com/sites/default/files/styles/product_photo/public/file/127148af.jpg?itok=qEw_9cmD | //www.youtube.com/embed/videoseries?list=PLuuV0ELkYb5VteYcgms9g_1GKn_IXqtzl | https://www.caleffi.com/sites/default/files/file/na10169_03.pdf
127165AFC *** | FlowCal+™ PIBV Low Lead 1"PEX Crimp w/ Check & Gauge | 68 | 166 |  |  |  | 2021-06-01 | Yes | https://www.caleffi.com/node/44871 | https://www.caleffi.com/sites/default/files/file/03606_19na.pdf | https://www.caleffi.com/sites/default/files/styles/product_photo/public/file/127148af.jpg?itok=qEw_9cmD | //www.youtube.com/embed/videoseries?list=PLuuV0ELkYb5VteYcgms9g_1GKn_IXqtzl
127166AFC *** | FlowCal+™ PIBV Low Lead 1" press w/ Check | 68 | 142 |  |  |  | 2021-06-01 | Yes | https://www.caleffi.com/node/44871 | https://www.caleffi.com/sites/default/files/file/03606_19na.pdf | https://www.caleffi.com/sites/default/files/styles/product_photo/public/file/127148af.jpg?itok=qEw_9cmD | //www.youtube.com/embed/videoseries?list=PLuuV0ELkYb5VteYcgms9g_1GKn_IXqtzl | https://www.caleffi.com/sites/default/files/file/na10169_03.pdf
127167AFC *** | FlowCal+™ PIBV Low Lead 1" press w/ Check & Gauge | 68 | 174 |  |  |  | 2021-06-01 | Yes | https://www.caleffi.com/node/44871 | https://www.caleffi.com/sites/default/files/file/03606_19na.pdf | https://www.caleffi.com/sites/default/files/styles/product_photo/public/file/127148af.jpg?itok=qEw_9cmD | //www.youtube.com/embed/videoseries?list=PLuuV0ELkYb5VteYcgms9g_1GKn_IXqtzl
127168AFC *** | FlowCal+™ PIBV Low Lead 1" Sweat w/ Check & Gauge | 68 | 166 |  |  |  | 2021-06-01 | Yes | https://www.caleffi.com/node/44871 | https://www.caleffi.com/sites/default/files/file/03606_19na.pdf | https://www.caleffi.com/sites/default/files/styles/product_photo/public/file/127148af.jpg?itok=qEw_9cmD | //www.youtube.com/embed/videoseries?list=PLuuV0ELkYb5VteYcgms9g_1GKn_IXqtzl
127169AFC *** | FlowCal+™ PIBV Low Lead 1" Sweat w/ Check | 68 | 134 |  |  |  | 2021-06-01 | Yes | https://www.caleffi.com/node/44871 | https://www.caleffi.com/sites/default/files/file/03606_19na.pdf | https://www.caleffi.com/sites/default/files/styles/product_photo/public/file/127148af.jpg?itok=qEw_9cmD | //www.youtube.com/embed/videoseries?list=PLuuV0ELkYb5VteYcgms9g_1GKn_IXqtzl | https://www.caleffi.com/sites/default/files/file/na10169_03.pdf
127341AF *** | FlowCal™ PIBV Low Lead 1/2" NPT | 68 | 96.2 |  |  |  | 2021-06-01 | Yes | https://www.caleffi.com/node/13898 | https://www.caleffi.com/sites/default/files/file/03539_19na.pdf | https://www.caleffi.com/sites/default/files/styles/product_photo/public/file/127341af.jpg?itok=b01A6sC- | //www.youtube.com/embed/videoseries?list=PLuuV0ELkYb5VteYcgms9g_1GKn_IXqtzl
127342AF *** | FlowCal™ PIBV Low Lead 1/2" PEX exp | 68 | 90.9 |  |  |  | 2021-06-01 | Yes | https://www.caleffi.com/node/13898 | https://www.caleffi.com/sites/default/files/file/03539_19na.pdf | https://www.caleffi.com/sites/default/files/styles/product_photo/public/file/127341af.jpg?itok=b01A6sC- | //www.youtube.com/embed/videoseries?list=PLuuV0ELkYb5VteYcgms9g_1GKn_IXqtzl
127344AF *** | FlowCal™ PIBV Low Lead 1/2" PEX crimp | 68 | 90.9 |  |  |  | 2021-06-01 | Yes | https://www.caleffi.com/node/13898 | https://www.caleffi.com/sites/default/files/file/03539_19na.pdf | https://www.caleffi.com/sites/default/files/styles/product_photo/public/file/127341af.jpg?itok=b01A6sC- | //www.youtube.com/embed/videoseries?list=PLuuV0ELkYb5VteYcgms9g_1GKn_IXqtzl
127346AF *** | FlowCal™ PIBV Low Lead 1/2" Press | 68 | 106 |  |  |  | 2021-06-01 | Yes | https://www.caleffi.com/node/13898 | https://www.caleffi.com/sites/default/files/file/03539_19na.pdf | https://www.caleffi.com/sites/default/files/styles/product_photo/public/file/127341af.jpg?itok=b01A6sC- | //www.youtube.com/embed/videoseries?list=PLuuV0ELkYb5VteYcgms9g_1GKn_IXqtzl
127349AF *** | FlowCal™ PIBV Low Lead 1/2" Sweat | 68 | 90.9 |  |  |  | 2021-06-01 | Yes | https://www.caleffi.com/node/13898 | https://www.caleffi.com/sites/default/files/file/03539_19na.pdf | https://www.caleffi.com/sites/default/files/styles/product_photo/public/file/127341af.jpg?itok=b01A6sC- | //www.youtube.com/embed/videoseries?list=PLuuV0ELkYb5VteYcgms9g_1GKn_IXqtzl
127351AF *** | FlowCal™ PIBV Low Lead 3/4" NPT | 68 | 100.4 |  |  |  | 2021-06-01 | Yes | https://www.caleffi.com/node/13898 | https://www.caleffi.com/sites/default/files/file/03539_19na.pdf | https://www.caleffi.com/sites/default/files/styles/product_photo/public/file/127341af.jpg?itok=b01A6sC- | //www.youtube.com/embed/videoseries?list=PLuuV0ELkYb5VteYcgms9g_1GKn_IXqtzl
127352AF *** | FlowCal™ PIBV Low Lead 3/4" PEX Expansion | 68 | 95.7 |  |  |  | 2021-06-01 | Yes | https://www.caleffi.com/node/13898 | https://www.caleffi.com/sites/default/files/file/03539_19na.pdf | https://www.caleffi.com/sites/default/files/styles/product_photo/public/file/127341af.jpg?itok=b01A6sC- | //www.youtube.com/embed/videoseries?list=PLuuV0ELkYb5VteYcgms9g_1GKn_IXqtzl
127354AF *** | FlowCal™ PIBV Low Lead 3/4" PEX Crimp | 68 | 95.7 |  |  |  | 2021-06-01 | Yes | https://www.caleffi.com/node/13898 | https://www.caleffi.com/sites/default/files/file/03539_19na.pdf | https://www.caleffi.com/sites/default/files/styles/product_photo/public/file/127341af.jpg?itok=b01A6sC- | //www.youtube.com/embed/videoseries?list=PLuuV0ELkYb5VteYcgms9g_1GKn_IXqtzl
127356AF *** | FlowCal™ PIBV Low Lead 3/4" Press | 68 | 117 |  |  |  | 2021-06-01 | Yes | https://www.caleffi.com/node/13898 | https://www.caleffi.com/sites/default/files/file/03539_19na.pdf | https://www.caleffi.com/sites/default/files/styles/product_photo/public/file/127341af.jpg?itok=b01A6sC- | //www.youtube.com/embed/videoseries?list=PLuuV0ELkYb5VteYcgms9g_1GKn_IXqtzl
127359AF *** | FlowCal™ PIBV Low Lead 3/4" Sweat | 68 | 95.7 |  |  |  | 2021-06-01 | Yes | https://www.caleffi.com/node/13898 | https://www.caleffi.com/sites/default/files/file/03539_19na.pdf | https://www.caleffi.com/sites/default/files/styles/product_photo/public/file/127341af.jpg?itok=b01A6sC- | //www.youtube.com/embed/videoseries?list=PLuuV0ELkYb5VteYcgms9g_1GKn_IXqtzl
127361AF *** | FlowCal™ PIBV Low Lead 1" NPT | 68 | 114 |  |  |  | 2021-06-01 | Yes | https://www.caleffi.com/node/13898 | https://www.caleffi.com/sites/default/files/file/03539_19na.pdf | https://www.caleffi.com/sites/default/files/styles/product_photo/public/file/127341af.jpg?itok=b01A6sC- | //www.youtube.com/embed/videoseries?list=PLuuV0ELkYb5VteYcgms9g_1GKn_IXqtzl
127362AF *** | FlowCal™ PIBV Low Lead 1" PEX Expansion | 68 | 110 |  |  |  | 2021-06-01 | Yes | https://www.caleffi.com/node/13898 | https://www.caleffi.com/sites/default/files/file/03539_19na.pdf | https://www.caleffi.com/sites/default/files/styles/product_photo/public/file/127341af.jpg?itok=b01A6sC- | //www.youtube.com/embed/videoseries?list=PLuuV0ELkYb5VteYcgms9g_1GKn_IXqtzl
127364AF *** | FlowCal™ PIBV Low Lead 1" PEX Crimp | 68 | 110 |  |  |  | 2021-06-01 | Yes | https://www.caleffi.com/node/13898 | https://www.caleffi.com/sites/default/files/file/03539_19na.pdf | https://www.caleffi.com/sites/default/files/styles/product_photo/public/file/127341af.jpg?itok=b01A6sC- | //www.youtube.com/embed/videoseries?list=PLuuV0ELkYb5VteYcgms9g_1GKn_IXqtzl
127366AF *** | FlowCal™ PIBV Low Lead 1" Press | 68 | 144 |  |  |  | 2021-06-01 | Yes | https://www.caleffi.com/node/13898 | https://www.caleffi.com/sites/default/files/file/03539_19na.pdf | https://www.caleffi.com/sites/default/files/styles/product_photo/public/file/127341af.jpg?itok=b01A6sC- | //www.youtube.com/embed/videoseries?list=PLuuV0ELkYb5VteYcgms9g_1GKn_IXqtzl
127369AF *** | FlowCal™ PIBV Low Lead 1" Sweat | 68 | 110 |  |  |  | 2021-06-01 | Yes | https://www.caleffi.com/node/13898 | https://www.caleffi.com/sites/default/files/file/03539_19na.pdf | https://www.caleffi.com/sites/default/files/styles/product_photo/public/file/127341af.jpg?itok=b01A6sC- | //www.youtube.com/embed/videoseries?list=PLuuV0ELkYb5VteYcgms9g_1GKn_IXqtzl
130400A | 130 Series Fixed Orifice Low Lead Balancing Valve 1/2" NPT w/PT ports | 72 | 125 | 8016615424478 | IT | 8481809015 | 2021-06-01 | Yes | https://www.caleffi.com/node/16827 | https://www.caleffi.com/sites/default/files/file/03513-15na.pdf | https://www.caleffi.com/sites/default/files/styles/product_photo/public/file/130500.jpg?itok=7BQZ-qoN |  | https://www.caleffi.com/sites/default/files/file/18158_na_03.pdf
130500A | 130 Series Fixed Orifice Low Lead Balancing Valve 3/4" NPT w/PT ports | 72 | 137 | 8016615424485 | IT | 8481809015 | 2021-06-01 | Yes | https://www.caleffi.com/node/16827 | https://www.caleffi.com/sites/default/files/file/03513-15na.pdf | https://www.caleffi.com/sites/default/files/styles/product_photo/public/file/130500.jpg?itok=7BQZ-qoN |  | https://www.caleffi.com/sites/default/files/file/18158_na_03.pdf
130600A | 130 Series Fixed Orifice Low Lead Balancing Valve 1" NPT w/PT ports | 72 | 163 | 8016615424492 | IT | 8481809015 | 2021-06-01 | Yes | https://www.caleffi.com/node/16827 | https://www.caleffi.com/sites/default/files/file/03513-15na.pdf | https://www.caleffi.com/sites/default/files/styles/product_photo/public/file/130500.jpg?itok=7BQZ-qoN |  | https://www.caleffi.com/sites/default/files/file/18158_na_03.pdf
130700A | 130 Series Fixed Orifice Low Lead Balancing Valve 1-1/4" NPT w/PT ports | 72 | 204 | 8016615424508 | IT | 8481809015 | 2021-06-01 | Yes | https://www.caleffi.com/node/16827 | https://www.caleffi.com/sites/default/files/file/03513-15na.pdf | https://www.caleffi.com/sites/default/files/styles/product_photo/public/file/130500.jpg?itok=7BQZ-qoN |  | https://www.caleffi.com/sites/default/files/file/18158_na_03.pdf
130800A | 130 Series Fixed Orifice Low Lead Balancing Valve 1-1/2" NPT w/PT ports | 72 | 254 | 8016615424515 | IT | 8481809015 | 2021-06-01 | Yes | https://www.caleffi.com/node/16827 | https://www.caleffi.com/sites/default/files/file/03513-15na.pdf | https://www.caleffi.com/sites/default/files/styles/product_photo/public/file/130500.jpg?itok=7BQZ-qoN |  | https://www.caleffi.com/sites/default/files/file/18158_na_03.pdf
130900A | 130 Series Fixed Orifice Low Lead Balancing Valve 2" NPT w/PT ports | 72 | 338 | 8016615424522 | IT | 8481809015 | 2021-06-01 | Yes | https://www.caleffi.com/node/16827 | https://www.caleffi.com/sites/default/files/file/03513-15na.pdf | https://www.caleffi.com/sites/default/files/styles/product_photo/public/file/130500.jpg?itok=7BQZ-qoN |  | https://www.caleffi.com/sites/default/files/file/18158_na_03.pdf
132060A | QuickSetter™ Balancing Valve w/ Flowmeter, 2 1/2" Flange, 20 - 105 GPM | 67 | 1055 | 8016615571707 | IT | 8481809015 | 2021-06-01 | Yes | https://www.caleffi.com/node/52099 |  | https://www.caleffi.com/sites/default/files/styles/product_photo/public/file/132060.jpg?itok=LudIqzxq | //www.youtube.com/embed/videoseries?list=PLuuV0ELkYb5VxX62oAP_5j89NBh7gGEhs | https://www.caleffi.com/sites/default/files/file/h0003350_na_04.pdf
132080A | QuickSetter™ Balancing Valve w/ Flowmeter, 3" Flange, 35 - 140 GPM | 67 | 1408 | 8016615571714 | IT | 8481809015 | 2021-06-01 | Yes | https://www.caleffi.com/node/52099 |  | https://www.caleffi.com/sites/default/files/styles/product_photo/public/file/132060.jpg?itok=LudIqzxq | //www.youtube.com/embed/videoseries?list=PLuuV0ELkYb5VxX62oAP_5j89NBh7gGEhs | https://www.caleffi.com/sites/default/files/file/h0003350_na_04.pdf
132100A | QuickSetter™ Balancing Valve w/ Flowmeter, 4" Flange, 55 - 210 GPM | 67 | 2149 | 8016615571721 | IT | 8481809015 | 2021-06-01 | Yes | https://www.caleffi.com/node/52099 |  | https://www.caleffi.com/sites/default/files/styles/product_photo/public/file/132060.jpg?itok=LudIqzxq | //www.youtube.com/embed/videoseries?list=PLuuV0ELkYb5VxX62oAP_5j89NBh7gGEhs | https://www.caleffi.com/sites/default/files/file/h0003350_na_04.pdf
132432A | QuickSetter™ Balancing Valve w/ Flowmeter, 1/2" NPT, 0.5-1.75 GPM | 67 | 176 | 8016615299786 | IT | 8481809015 | 2021-06-01 | Yes | https://www.caleffi.com/node/14192 | https://www.caleffi.com/sites/default/files/file/03618_20na.pdf | https://www.caleffi.com/sites/default/files/styles/product_photo/public/file/132512.jpg?itok=TK4UCmb- | //www.youtube.com/embed/videoseries?list=PLuuV0ELkYb5VxX62oAP_5j89NBh7gGEhs | https://www.caleffi.com/sites/default/files/file/18106_na_05.pdf
132432AFC | QuickSetter+™ Balancing Valve w/ Flowmeter Union, 1/2" Pex Expansion .5 - 1.75 GPM Low Lead | 66 | 223 | 8016615615647 | IT | 8481809015 | 2021-06-01 | Yes | https://www.caleffi.com/node/16825 | https://www.caleffi.com/sites/default/files/file/03520_18na.pdf | https://www.caleffi.com/sites/default/files/styles/product_photo/public/file/132558afc.jpg?itok=60JFEqQS | //www.youtube.com/embed/videoseries?list=PLuuV0ELkYb5VxX62oAP_5j89NBh7gGEhs | https://www.caleffi.com/sites/default/files/file/na18070_04.pdf
132433AFC | QuickSetter+™ Balancing Valve w/ Flowmeter Union, 1/2" Pex Expansion .5 - 1.75 GPM & Temp Gauge Low Lead | 66 | 255 | 8016615615654 | IT | 8481809015 | 2021-06-01 | Yes | https://www.caleffi.com/node/16825 | https://www.caleffi.com/sites/default/files/file/03520_18na.pdf | https://www.caleffi.com/sites/default/files/styles/product_photo/public/file/132558afc.jpg?itok=60JFEqQS | //www.youtube.com/embed/videoseries?list=PLuuV0ELkYb5VxX62oAP_5j89NBh7gGEhs | https://www.caleffi.com/sites/default/files/file/na18070_04.pdf
132434AFC | QuickSetter+™ Balancing Valve w/ Flowmeter Union, 1/2" PEX crimp .5 - 1.75 GPM Low Lead | 66 | 223 | 8016615576405 | IT | 8481809015 | 2021-06-01 | Yes | https://www.caleffi.com/node/16825 | https://www.caleffi.com/sites/default/files/file/03520_18na.pdf | https://www.caleffi.com/sites/default/files/styles/product_photo/public/file/132558afc.jpg?itok=60JFEqQS | //www.youtube.com/embed/videoseries?list=PLuuV0ELkYb5VxX62oAP_5j89NBh7gGEhs | https://www.caleffi.com/sites/default/files/file/na18070_04.pdf
132435AFC | QuickSetter+™ Balancing Valve w/ Flowmeter Union, 1/2" PEX crimp .5 - 1.75 GPM & Temp Gauge Low Lead | 66 | 255 | 8016615576474 | IT | 8481809015 | 2021-06-01 | Yes | https://www.caleffi.com/node/16825 | https://www.caleffi.com/sites/default/files/file/03520_18na.pdf | https://www.caleffi.com/sites/default/files/styles/product_photo/public/file/132558afc.jpg?itok=60JFEqQS | //www.youtube.com/embed/videoseries?list=PLuuV0ELkYb5VxX62oAP_5j89NBh7gGEhs | https://www.caleffi.com/sites/default/files/file/na18070_04.pdf
132436A | QuickSetter+™ Balancing Valve w/ Flowmeter Union, 1/2" Press .5 - 1.75 GPM Low Lead | 67 | 200 | 8016615658361 | IT | 8481809015 | 2021-06-01 | Yes | https://www.caleffi.com/node/14192 | https://www.caleffi.com/sites/default/files/file/03618_20na.pdf | https://www.caleffi.com/sites/default/files/styles/product_photo/public/file/132512.jpg?itok=TK4UCmb- | //www.youtube.com/embed/videoseries?list=PLuuV0ELkYb5VxX62oAP_5j89NBh7gGEhs | https://www.caleffi.com/sites/default/files/file/18106_na_05.pdf
132438AFC | QuickSetter+™ Balancing Valve w/ Flowmeter Union, 1/2" Sweat .5 - 1.75 GPM & Temp Gauge Low Lead | 66 | 255 | 8016615472226 | IT | 8481809015 | 2021-06-01 | Yes | https://www.caleffi.com/node/16825 | https://www.caleffi.com/sites/default/files/file/03520_18na.pdf | https://www.caleffi.com/sites/default/files/styles/product_photo/public/file/132558afc.jpg?itok=60JFEqQS | //www.youtube.com/embed/videoseries?list=PLuuV0ELkYb5VxX62oAP_5j89NBh7gGEhs | https://www.caleffi.com/sites/default/files/file/na18070_04.pdf
132439AFC | QuickSetter+™ Balancing Valve w/ Flowmeter Union, 1/2" Sweat .5 - 1.75 GPM Low Lead | 66 | 223 | 8016615472233 | IT | 8481809015 | 2021-06-01 | Yes | https://www.caleffi.com/node/16825 | https://www.caleffi.com/sites/default/files/file/03520_18na.pdf | https://www.caleffi.com/sites/default/files/styles/product_photo/public/file/132558afc.jpg?itok=60JFEqQS | //www.youtube.com/embed/videoseries?list=PLuuV0ELkYb5VxX62oAP_5j89NBh7gGEhs | https://www.caleffi.com/sites/default/files/file/na18070_04.pdf
132452AFC | QuickSetter+™ Balancing Valve w/ Flowmeter Union, 1/2" Pex Expansion 2 - 7 GPM Low Lead | 66 | 223 | 8016615615661 | IT | 8481809015 | 2021-06-01 | Yes | https://www.caleffi.com/node/16825 | https://www.caleffi.com/sites/default/files/file/03520_18na.pdf | https://www.caleffi.com/sites/default/files/styles/product_photo/public/file/132558afc.jpg?itok=60JFEqQS | //www.youtube.com/embed/videoseries?list=PLuuV0ELkYb5VxX62oAP_5j89NBh7gGEhs | https://www.caleffi.com/sites/default/files/file/na18070_04.pdf
132453AFC | QuickSetter+™ Balancing Valve w/ Flowmeter Union, 1/2" Pex Expansion 2 - 7 GPM & Temp Gauge Low Lead | 66 | 255 | 8016615615678 | IT | 8481809015 | 2021-06-01 | Yes | https://www.caleffi.com/node/16825 | https://www.caleffi.com/sites/default/files/file/03520_18na.pdf | https://www.caleffi.com/sites/default/files/styles/product_photo/public/file/132558afc.jpg?itok=60JFEqQS | //www.youtube.com/embed/videoseries?list=PLuuV0ELkYb5VxX62oAP_5j89NBh7gGEhs | https://www.caleffi.com/sites/default/files/file/na18070_04.pdf
132454AFC | QuickSetter+™ Balancing Valve w/ Flowmeter Union, 1/2" PEX crimp 2 - 7 GPM Low Lead | 66 | 223 | 8016615576412 | IT | 8481809015 | 2021-06-01 | Yes | https://www.caleffi.com/node/16825 | https://www.caleffi.com/sites/default/files/file/03520_18na.pdf | https://www.caleffi.com/sites/default/files/styles/product_photo/public/file/132558afc.jpg?itok=60JFEqQS | //www.youtube.com/embed/videoseries?list=PLuuV0ELkYb5VxX62oAP_5j89NBh7gGEhs | https://www.caleffi.com/sites/default/files/file/na18070_04.pdf
132455AFC | QuickSetter+™ Balancing Valve w/ Flowmeter Union, 1/2" PEX crimp 2 - 7 GPM & Temp Gauge Low Lead | 66 | 255 | 8016615576481 | IT | 8481809015 | 2021-06-01 | Yes | https://www.caleffi.com/node/16825 | https://www.caleffi.com/sites/default/files/file/03520_18na.pdf | https://www.caleffi.com/sites/default/files/styles/product_photo/public/file/132558afc.jpg?itok=60JFEqQS | //www.youtube.com/embed/videoseries?list=PLuuV0ELkYb5VxX62oAP_5j89NBh7gGEhs | https://www.caleffi.com/sites/default/files/file/na18070_04.pdf
132458AFC | QuickSetter+™ Balancing Valve w/ Flowmeter Union, 1/2" Sweat 2 - 7 GPM & Temp Gauge Low Lead | 66 | 255 | 8016615472417 | IT | 8481809015 | 2021-06-01 | Yes | https://www.caleffi.com/node/16825 | https://www.caleffi.com/sites/default/files/file/03520_18na.pdf | https://www.caleffi.com/sites/default/files/styles/product_photo/public/file/132558afc.jpg?itok=60JFEqQS | //www.youtube.com/embed/videoseries?list=PLuuV0ELkYb5VxX62oAP_5j89NBh7gGEhs | https://www.caleffi.com/sites/default/files/file/na18070_04.pdf
132459AFC | QuickSetter+™ Balancing Valve w/ Flowmeter Union, 1/2" Sweat 2 - 7 GPM Low Lead | 66 | 223 | 8016615472400 | IT | 8481809015 | 2021-06-01 | Yes | https://www.caleffi.com/node/16825 | https://www.caleffi.com/sites/default/files/file/03520_18na.pdf | https://www.caleffi.com/sites/default/files/styles/product_photo/public/file/132558afc.jpg?itok=60JFEqQS | //www.youtube.com/embed/videoseries?list=PLuuV0ELkYb5VxX62oAP_5j89NBh7gGEhs | https://www.caleffi.com/sites/default/files/file/na18070_04.pdf
132532AFC | QuickSetter+™ Balancing Valve w/ Flowmeter Union, 3/4" Pex Expansion .5 - 1.75 GPM Low Lead | 66 | 232 | 8016615615685 | IT | 8481809015 | 2021-06-01 | Yes | https://www.caleffi.com/node/16825 | https://www.caleffi.com/sites/default/files/file/03520_18na.pdf | https://www.caleffi.com/sites/default/files/styles/product_photo/public/file/132558afc.jpg?itok=60JFEqQS | //www.youtube.com/embed/videoseries?list=PLuuV0ELkYb5VxX62oAP_5j89NBh7gGEhs | https://www.caleffi.com/sites/default/files/file/na18070_04.pdf
132534AFC | QuickSetter+™ Balancing Valve w/ Flowmeter Union, 3/4" PEX crimp .5 - 1.75 GPM Low Lead | 66 | 232 | 8016615576436 | IT | 8481809015 | 2021-06-01 | Yes | https://www.caleffi.com/node/16825 | https://www.caleffi.com/sites/default/files/file/03520_18na.pdf | https://www.caleffi.com/sites/default/files/styles/product_photo/public/file/132558afc.jpg?itok=60JFEqQS | //www.youtube.com/embed/videoseries?list=PLuuV0ELkYb5VxX62oAP_5j89NBh7gGEhs | https://www.caleffi.com/sites/default/files/file/na18070_04.pdf
132535AFC | QuickSetter+™ Balancing Valve w/ Flowmeter Union, 3/4" PEX crimp .5 - 1.75 GPM & Temp Gauge Low Lead | 66 | 265 | 8016615576498 | IT | 8481809015 | 2021-06-01 | Yes | https://www.caleffi.com/node/16825 | https://www.caleffi.com/sites/default/files/file/03520_18na.pdf | https://www.caleffi.com/sites/default/files/styles/product_photo/public/file/132558afc.jpg?itok=60JFEqQS | //www.youtube.com/embed/videoseries?list=PLuuV0ELkYb5VxX62oAP_5j89NBh7gGEhs | https://www.caleffi.com/sites/default/files/file/na18070_04.pdf
132536AFC | QuickSetter+™ Balancing Valve w/ Flowmeter Union, 3/4" Press .5 - 1.75 GPM Low Lead | 66 | 247 | 8016615551839 | IT | 8481809015 | 2021-06-01 | Yes | https://www.caleffi.com/node/16825 | https://www.caleffi.com/sites/default/files/file/03520_18na.pdf | https://www.caleffi.com/sites/default/files/styles/product_photo/public/file/132558afc.jpg?itok=60JFEqQS | //www.youtube.com/embed/videoseries?list=PLuuV0ELkYb5VxX62oAP_5j89NBh7gGEhs | https://www.caleffi.com/sites/default/files/file/na18070_04.pdf
132537AFC | QuickSetter+™ Balancing Valve w/ Flowmeter Union, 3/4" Press .5 - 1.75 GPM & Temp Gauge Low Lead | 66 | 279 | 8016615551853 | IT | 8481809015 | 2021-06-01 | Yes | https://www.caleffi.com/node/16825 | https://www.caleffi.com/sites/default/files/file/03520_18na.pdf | https://www.caleffi.com/sites/default/files/styles/product_photo/public/file/132558afc.jpg?itok=60JFEqQS | //www.youtube.com/embed/videoseries?list=PLuuV0ELkYb5VxX62oAP_5j89NBh7gGEhs | https://www.caleffi.com/sites/default/files/file/na18070_04.pdf
132538AFC | QuickSetter+™ Balancing Valve w/ Flowmeter Union, 3/4" Sweat .5 - 1.75 GPM & Temp Gauge Low Lead | 66 | 265 | 8016615472240 | IT | 8481809015 | 2021-06-01 | Yes | https://www.caleffi.com/node/16825 | https://www.caleffi.com/sites/default/files/file/03520_18na.pdf | https://www.caleffi.com/sites/default/files/styles/product_photo/public/file/132558afc.jpg?itok=60JFEqQS | //www.youtube.com/embed/videoseries?list=PLuuV0ELkYb5VxX62oAP_5j89NBh7gGEhs | https://www.caleffi.com/sites/default/files/file/na18070_04.pdf
132539AFC | QuickSetter+™ Balancing Valve w/ Flowmeter Union, 3/4" Sweat .5 - 1.75 GPM Low Lead | 66 | 232 | 8016615472257 | IT | 8481809015 | 2021-06-01 | Yes | https://www.caleffi.com/node/16825 | https://www.caleffi.com/sites/default/files/file/03520_18na.pdf | https://www.caleffi.com/sites/default/files/styles/product_photo/public/file/132558afc.jpg?itok=60JFEqQS | //www.youtube.com/embed/videoseries?list=PLuuV0ELkYb5VxX62oAP_5j89NBh7gGEhs | https://www.caleffi.com/sites/default/files/file/na18070_04.pdf
132552A | QuickSetter™ Balancing Valve w/ Flow Meter 3/4" NPT 2-7 GPM | 67 | 190 | 8016615299793 | IT | 8481809015 | 2021-06-01 | Yes | https://www.caleffi.com/node/14192 | https://www.caleffi.com/sites/default/files/file/03618_20na.pdf | https://www.caleffi.com/sites/default/files/styles/product_photo/public/file/132512.jpg?itok=TK4UCmb- | //www.youtube.com/embed/videoseries?list=PLuuV0ELkYb5VxX62oAP_5j89NBh7gGEhs | https://www.caleffi.com/sites/default/files/file/18106_na_05.pdf
132552AFC | QuickSetter+™ Balancing Valve w/ Flowmeter Union, 3/4" Pex Expansion 2 - 7 GPM Low Lead | 66 | 232 | 8016615615708 | IT | 8481809015 | 2021-06-01 | Yes | https://www.caleffi.com/node/16825 | https://www.caleffi.com/sites/default/files/file/03520_18na.pdf | https://www.caleffi.com/sites/default/files/styles/product_photo/public/file/132558afc.jpg?itok=60JFEqQS | //www.youtube.com/embed/videoseries?list=PLuuV0ELkYb5VxX62oAP_5j89NBh7gGEhs | https://www.caleffi.com/sites/default/files/file/na18070_04.pdf
132553AFC | QuickSetter+™ Balancing Valve w/ Flowmeter Union, 3/4" Pex Expansion 2 - 7 GPM & Temp Gauge Low Lead | 66 | 265 | 8016615615722 | IT | 8481809015 | 2021-06-01 | Yes | https://www.caleffi.com/node/16825 | https://www.caleffi.com/sites/default/files/file/03520_18na.pdf | https://www.caleffi.com/sites/default/files/styles/product_photo/public/file/132558afc.jpg?itok=60JFEqQS | //www.youtube.com/embed/videoseries?list=PLuuV0ELkYb5VxX62oAP_5j89NBh7gGEhs | https://www.caleffi.com/sites/default/files/file/na18070_04.pdf
132554AFC | QuickSetter+™ Balancing Valve w/ Flowmeter Union, 3/4" Pex crimp 2 - 7 GPM Low Lead | 66 | 232 | 8016615576443 | IT | 8481809015 | 2021-06-01 | Yes | https://www.caleffi.com/node/16825 | https://www.caleffi.com/sites/default/files/file/03520_18na.pdf | https://www.caleffi.com/sites/default/files/styles/product_photo/public/file/132558afc.jpg?itok=60JFEqQS | //www.youtube.com/embed/videoseries?list=PLuuV0ELkYb5VxX62oAP_5j89NBh7gGEhs | https://www.caleffi.com/sites/default/files/file/na18070_04.pdf
132555AFC | QuickSetter+™ Balancing Valve w/ Flowmeter Union, 3/4" PEX crimp 2 - 7 GPM & Temp Gauge Low Lead | 66 | 265 | 8016615576504 | IT | 8481809015 | 2021-06-01 | Yes | https://www.caleffi.com/node/16825 | https://www.caleffi.com/sites/default/files/file/03520_18na.pdf | https://www.caleffi.com/sites/default/files/styles/product_photo/public/file/132558afc.jpg?itok=60JFEqQS | //www.youtube.com/embed/videoseries?list=PLuuV0ELkYb5VxX62oAP_5j89NBh7gGEhs | https://www.caleffi.com/sites/default/files/file/na18070_04.pdf
132556A | QuickSetter™ Balancing Valve w/ Flow Meter 3/4" press 2-7 GPM | 67 | 214 | 8016615658385 | IT | 8481809015 | 2021-06-01 | Yes | https://www.caleffi.com/node/14192 | https://www.caleffi.com/sites/default/files/file/03618_20na.pdf | https://www.caleffi.com/sites/default/files/styles/product_photo/public/file/132512.jpg?itok=TK4UCmb- | //www.youtube.com/embed/videoseries?list=PLuuV0ELkYb5VxX62oAP_5j89NBh7gGEhs | https://www.caleffi.com/sites/default/files/file/18106_na_05.pdf
132556AFC | QuickSetter+™ Balancing Valve w/ Flowmeter Union, 3/4" Press 2 - 7 GPM Low Lead | 66 | 247 | 8016615551846 | IT | 8481809015 | 2021-06-01 | Yes | https://www.caleffi.com/node/16825 | https://www.caleffi.com/sites/default/files/file/03520_18na.pdf | https://www.caleffi.com/sites/default/files/styles/product_photo/public/file/132558afc.jpg?itok=60JFEqQS | //www.youtube.com/embed/videoseries?list=PLuuV0ELkYb5VxX62oAP_5j89NBh7gGEhs | https://www.caleffi.com/sites/default/files/file/na18070_04.pdf
132557AFC | QuickSetter+™ Balancing Valve w/ Flowmeter Union, 3/4" Press 2 - 7 GPM & Temp Gauge Low Lead | 66 | 279 | 8016615551860 | IT | 8481809015 | 2021-06-01 | Yes | https://www.caleffi.com/node/16825 | https://www.caleffi.com/sites/default/files/file/03520_18na.pdf | https://www.caleffi.com/sites/default/files/styles/product_photo/public/file/132558afc.jpg?itok=60JFEqQS | //www.youtube.com/embed/videoseries?list=PLuuV0ELkYb5VxX62oAP_5j89NBh7gGEhs | https://www.caleffi.com/sites/default/files/file/na18070_04.pdf
132558AFC | QuickSetter+™ Balancing Valve w/ Flowmeter Union, 3/4" Sweat 2 - 7 GPM & Temp Gauge Low Lead | 66 | 265 | 8016615472431 | IT | 8481809015 | 2021-06-01 | Yes | https://www.caleffi.com/node/16825 | https://www.caleffi.com/sites/default/files/file/03520_18na.pdf | https://www.caleffi.com/sites/default/files/styles/product_photo/public/file/132558afc.jpg?itok=60JFEqQS | //www.youtube.com/embed/videoseries?list=PLuuV0ELkYb5VxX62oAP_5j89NBh7gGEhs | https://www.caleffi.com/sites/default/files/file/na18070_04.pdf
132559AFC | QuickSetter+™ Balancing Valve w/ Flowmeter Union, 3/4" Sweat 2 - 7 GPM Low Lead | 66 | 232 | 8016615472424 | IT | 8481809015 | 2021-06-01 | Yes | https://www.caleffi.com/node/16825 | https://www.caleffi.com/sites/default/files/file/03520_18na.pdf | https://www.caleffi.com/sites/default/files/styles/product_photo/public/file/132558afc.jpg?itok=60JFEqQS | //www.youtube.com/embed/videoseries?list=PLuuV0ELkYb5VxX62oAP_5j89NBh7gGEhs | https://www.caleffi.com/sites/default/files/file/na18070_04.pdf
132632AFC | QuickSetter+™ Balancing Valve w/ Flowmeter Union, 1" Pex Expansion .5 - 1.75 GPM Low Lead | 66 | 268 | 8016615615739 | IT | 8481809015 | 2021-06-01 | Yes | https://www.caleffi.com/node/16825 | https://www.caleffi.com/sites/default/files/file/03520_18na.pdf | https://www.caleffi.com/sites/default/files/styles/product_photo/public/file/132558afc.jpg?itok=60JFEqQS | //www.youtube.com/embed/videoseries?list=PLuuV0ELkYb5VxX62oAP_5j89NBh7gGEhs | https://www.caleffi.com/sites/default/files/file/na18070_04.pdf
132633AFC | QuickSetter+™ Balancing Valve w/ Flowmeter Union, 1" Pex Expansion .5 - 1.75 GPM & Temp Gauge Low Lead | 66 | 300 | 8016615615746 | IT | 8481809015 | 2021-06-01 | Yes | https://www.caleffi.com/node/16825 | https://www.caleffi.com/sites/default/files/file/03520_18na.pdf | https://www.caleffi.com/sites/default/files/styles/product_photo/public/file/132558afc.jpg?itok=60JFEqQS | //www.youtube.com/embed/videoseries?list=PLuuV0ELkYb5VxX62oAP_5j89NBh7gGEhs | https://www.caleffi.com/sites/default/files/file/na18070_04.pdf
132634AFC | QuickSetter+™ Balancing Valve w/ Flowmeter Union, 1" Pex crimp.5 - 1.75 GPM Low Lead | 66 | 268 | 8016615576450 | IT | 8481809015 | 2021-06-01 | Yes | https://www.caleffi.com/node/16825 | https://www.caleffi.com/sites/default/files/file/03520_18na.pdf | https://www.caleffi.com/sites/default/files/styles/product_photo/public/file/132558afc.jpg?itok=60JFEqQS | //www.youtube.com/embed/videoseries?list=PLuuV0ELkYb5VxX62oAP_5j89NBh7gGEhs | https://www.caleffi.com/sites/default/files/file/na18070_04.pdf
132635AFC | QuickSetter+™ Balancing Valve w/ Flowmeter Union, 1" Pex crimp .5 - 1.75 GPM & Temp Gauge Low Lead | 66 | 300 | 8016615576511 | IT | 8481809015 | 2021-06-01 | Yes | https://www.caleffi.com/node/16825 | https://www.caleffi.com/sites/default/files/file/03520_18na.pdf | https://www.caleffi.com/sites/default/files/styles/product_photo/public/file/132558afc.jpg?itok=60JFEqQS | //www.youtube.com/embed/videoseries?list=PLuuV0ELkYb5VxX62oAP_5j89NBh7gGEhs | https://www.caleffi.com/sites/default/files/file/na18070_04.pdf
132636AFC | QuickSetter+™ Balancing Valve w/ Flowmeter Union, 1" press .5 - 1.75 GPM Low Lead | 66 | 284 | 8016615654882 | IT | 8481809015 | 2021-06-01 | Yes | https://www.caleffi.com/node/16825 | https://www.caleffi.com/sites/default/files/file/03520_18na.pdf | https://www.caleffi.com/sites/default/files/styles/product_photo/public/file/132558afc.jpg?itok=60JFEqQS | //www.youtube.com/embed/videoseries?list=PLuuV0ELkYb5VxX62oAP_5j89NBh7gGEhs | https://www.caleffi.com/sites/default/files/file/na18070_04.pdf
132637AFC | QuickSetter+™ Balancing Valve w/ Flowmeter Union, 1" press .5 - 1.75 GPM & Temp Gauge Low Lead | 66 | 315 | 8016615654899 | IT | 8481809015 | 2021-06-01 | Yes | https://www.caleffi.com/node/16825 | https://www.caleffi.com/sites/default/files/file/03520_18na.pdf | https://www.caleffi.com/sites/default/files/styles/product_photo/public/file/132558afc.jpg?itok=60JFEqQS | //www.youtube.com/embed/videoseries?list=PLuuV0ELkYb5VxX62oAP_5j89NBh7gGEhs | https://www.caleffi.com/sites/default/files/file/na18070_04.pdf
132638AFC | QuickSetter+™ Balancing Valve w/ Flowmeter Union, 1" Sweat .5 - 1.75 GPM & Temp Gauge Low Lead | 66 | 287 | 8016615472264 | IT | 8481809015 | 2021-06-01 | Yes | https://www.caleffi.com/node/16825 | https://www.caleffi.com/sites/default/files/file/03520_18na.pdf | https://www.caleffi.com/sites/default/files/styles/product_photo/public/file/132558afc.jpg?itok=60JFEqQS | //www.youtube.com/embed/videoseries?list=PLuuV0ELkYb5VxX62oAP_5j89NBh7gGEhs | https://www.caleffi.com/sites/default/files/file/na18070_04.pdf
132639AFC | QuickSetter+™ Balancing Valve w/ Flowmeter Union, 1" Sweat .5 - 1.75 GPM Low Lead | 66 | 256 | 8016615472271 | IT | 8481809015 | 2021-06-01 | Yes | https://www.caleffi.com/node/16825 | https://www.caleffi.com/sites/default/files/file/03520_18na.pdf | https://www.caleffi.com/sites/default/files/styles/product_photo/public/file/132558afc.jpg?itok=60JFEqQS | //www.youtube.com/embed/videoseries?list=PLuuV0ELkYb5VxX62oAP_5j89NBh7gGEhs | https://www.caleffi.com/sites/default/files/file/na18070_04.pdf
132652AFC | QuickSetter+™ Balancing Valve w/ Flowmeter Union, 1" Pex Expansion 2 - 7 GPM Low Lead | 66 | 284 | 8016615615753 | IT | 8481809015 | 2021-06-01 | Yes | https://www.caleffi.com/node/16825 | https://www.caleffi.com/sites/default/files/file/03520_18na.pdf | https://www.caleffi.com/sites/default/files/styles/product_photo/public/file/132558afc.jpg?itok=60JFEqQS | //www.youtube.com/embed/videoseries?list=PLuuV0ELkYb5VxX62oAP_5j89NBh7gGEhs | https://www.caleffi.com/sites/default/files/file/na18070_04.pdf
132653AFC | QuickSetter+™ Balancing Valve w/ Flowmeter Union, 1" Pex Expansion 2 - 7 GPM & Temp Gauge Low Lead | 66 | 300 | 8016615615760 | IT | 8481809015 | 2021-06-01 | Yes | https://www.caleffi.com/node/16825 | https://www.caleffi.com/sites/default/files/file/03520_18na.pdf | https://www.caleffi.com/sites/default/files/styles/product_photo/public/file/132558afc.jpg?itok=60JFEqQS | //www.youtube.com/embed/videoseries?list=PLuuV0ELkYb5VxX62oAP_5j89NBh7gGEhs | https://www.caleffi.com/sites/default/files/file/na18070_04.pdf
132654AFC | QuickSetter+™ Balancing Valve w/ Flowmeter Union, 1" Pex crimp 2 - 7 GPM Low Lead | 66 | 268 | 8016615576467 | IT | 8481809015 | 2021-06-01 | Yes | https://www.caleffi.com/node/16825 | https://www.caleffi.com/sites/default/files/file/03520_18na.pdf | https://www.caleffi.com/sites/default/files/styles/product_photo/public/file/132558afc.jpg?itok=60JFEqQS | //www.youtube.com/embed/videoseries?list=PLuuV0ELkYb5VxX62oAP_5j89NBh7gGEhs | https://www.caleffi.com/sites/default/files/file/na18070_04.pdf
132655AFC | QuickSetter+™ Balancing Valve w/ Flowmeter Union, 1" Pex crimp 2 - 7 GPM & Temp Gauge Low Lead | 66 | 300 | 8016615576528 | IT | 8481809015 | 2021-06-01 | Yes | https://www.caleffi.com/node/16825 | https://www.caleffi.com/sites/default/files/file/03520_18na.pdf | https://www.caleffi.com/sites/default/files/styles/product_photo/public/file/132558afc.jpg?itok=60JFEqQS | //www.youtube.com/embed/videoseries?list=PLuuV0ELkYb5VxX62oAP_5j89NBh7gGEhs | https://www.caleffi.com/sites/default/files/file/na18070_04.pdf
132656AFC | QuickSetter+™ Balancing Valve w/ Flowmeter Union, 1" press 2 - 7 GPM Low Lead | 66 | 268 | 8016615654905 | IT | 8481809015 | 2021-06-01 | Yes | https://www.caleffi.com/node/16825 | https://www.caleffi.com/sites/default/files/file/03520_18na.pdf | https://www.caleffi.com/sites/default/files/styles/product_photo/public/file/132558afc.jpg?itok=60JFEqQS | //www.youtube.com/embed/videoseries?list=PLuuV0ELkYb5VxX62oAP_5j89NBh7gGEhs | https://www.caleffi.com/sites/default/files/file/na18070_04.pdf
132657AFC | QuickSetter+™ Balancing Valve w/ Flowmeter Union, 1" press 2 - 7 GPM & Temp Gauge Low Lead | 66 | 315 | 8016615654912 | IT | 8481809015 | 2021-06-01 | Yes | https://www.caleffi.com/node/16825 | https://www.caleffi.com/sites/default/files/file/03520_18na.pdf | https://www.caleffi.com/sites/default/files/styles/product_photo/public/file/132558afc.jpg?itok=60JFEqQS | //www.youtube.com/embed/videoseries?list=PLuuV0ELkYb5VxX62oAP_5j89NBh7gGEhs | https://www.caleffi.com/sites/default/files/file/na18070_04.pdf
132658AFC | QuickSetter+™ Balancing Valve w/ Flowmeter Union, 1" Sweat 2 - 7 GPM & Temp Gauge Low Lead | 66 | 287 | 8016615472455 | IT | 8481809015 | 2021-06-01 | Yes | https://www.caleffi.com/node/16825 | https://www.caleffi.com/sites/default/files/file/03520_18na.pdf | https://www.caleffi.com/sites/default/files/styles/product_photo/public/file/132558afc.jpg?itok=60JFEqQS | //www.youtube.com/embed/videoseries?list=PLuuV0ELkYb5VxX62oAP_5j89NBh7gGEhs | https://www.caleffi.com/sites/default/files/file/na18070_04.pdf
132659AFC | QuickSetter+™ Balancing Valve w/ Flowmeter Union, 1" Sweat 2 - 7 GPM Low Lead | 66 | 256 | 8016615472448 | IT | 8481809015 | 2021-06-01 | Yes | https://www.caleffi.com/node/16825 | https://www.caleffi.com/sites/default/files/file/03520_18na.pdf | https://www.caleffi.com/sites/default/files/styles/product_photo/public/file/132558afc.jpg?itok=60JFEqQS | //www.youtube.com/embed/videoseries?list=PLuuV0ELkYb5VxX62oAP_5j89NBh7gGEhs | https://www.caleffi.com/sites/default/files/file/na18070_04.pdf
132662A | QuickSetter™ Balancing Valve w/ Flow Meter 1" NPT 3 - 10 GPM | 67 | 222 | 8016615299809 | IT | 8481809015 | 2021-06-01 | Yes | https://www.caleffi.com/node/14192 | https://www.caleffi.com/sites/default/files/file/03618_20na.pdf | https://www.caleffi.com/sites/default/files/styles/product_photo/public/file/132512.jpg?itok=TK4UCmb- | //www.youtube.com/embed/videoseries?list=PLuuV0ELkYb5VxX62oAP_5j89NBh7gGEhs | https://www.caleffi.com/sites/default/files/file/18106_na_05.pdf
132666A | QuickSetter™ Balancing Valve w/ Flow Meter 1" press 3 - 10 GPM | 67 | 250 | 8016615658392 | IT | 8481809015 | 2021-06-01 | Yes | https://www.caleffi.com/node/14192 | https://www.caleffi.com/sites/default/files/file/03618_20na.pdf | https://www.caleffi.com/sites/default/files/styles/product_photo/public/file/132512.jpg?itok=TK4UCmb- | //www.youtube.com/embed/videoseries?list=PLuuV0ELkYb5VxX62oAP_5j89NBh7gGEhs | https://www.caleffi.com/sites/default/files/file/18106_na_05.pdf
132772A | QuickSetter™ Balancing Valve w/ Flow Meter 1 1/4" NPT 5 - 19 GPM | 67 | 295 | 8016615299816 | IT | 8481809015 | 2021-06-01 | Yes | https://www.caleffi.com/node/14192 | https://www.caleffi.com/sites/default/files/file/03618_20na.pdf | https://www.caleffi.com/sites/default/files/styles/product_photo/public/file/132512.jpg?itok=TK4UCmb- | //www.youtube.com/embed/videoseries?list=PLuuV0ELkYb5VxX62oAP_5j89NBh7gGEhs | https://www.caleffi.com/sites/default/files/file/18106_na_05.pdf
132776A | QuickSetter™ Balancing Valve w/ Flow Meter 1 1/4" press 5 - 19 GPM | 67 | 332 | 8016615658415 | IT | 8481809015 | 2021-06-01 | Yes | https://www.caleffi.com/node/14192 | https://www.caleffi.com/sites/default/files/file/03618_20na.pdf | https://www.caleffi.com/sites/default/files/styles/product_photo/public/file/132512.jpg?itok=TK4UCmb- | //www.youtube.com/embed/videoseries?list=PLuuV0ELkYb5VxX62oAP_5j89NBh7gGEhs | https://www.caleffi.com/sites/default/files/file/18106_na_05.pdf
132882A | QuickSetter™ Balancing Valve w/ Flow Meter 1 1/2" NPT 8 - 32 GPM | 67 | 350 | 8016615299823 | IT | 8481809015 | 2021-06-01 | Yes | https://www.caleffi.com/node/14192 | https://www.caleffi.com/sites/default/files/file/03618_20na.pdf | https://www.caleffi.com/sites/default/files/styles/product_photo/public/file/132512.jpg?itok=TK4UCmb- | //www.youtube.com/embed/videoseries?list=PLuuV0ELkYb5VxX62oAP_5j89NBh7gGEhs | https://www.caleffi.com/sites/default/files/file/18106_na_05.pdf
132886A | QuickSetter™ Balancing Valve w/ Flow Meter 1 1/2" press 8 - 32 GPM | 67 | 394 | 8016615658422 | IT | 8481809015 | 2021-06-01 | Yes | https://www.caleffi.com/node/14192 | https://www.caleffi.com/sites/default/files/file/03618_20na.pdf | https://www.caleffi.com/sites/default/files/styles/product_photo/public/file/132512.jpg?itok=TK4UCmb- | //www.youtube.com/embed/videoseries?list=PLuuV0ELkYb5VxX62oAP_5j89NBh7gGEhs | https://www.caleffi.com/sites/default/files/file/18106_na_05.pdf
132992A | QuickSetter™ Balancing Valve w/ Flow Meter 2" NPT 12 - 50 GPM | 67 | 427 | 8016615349177 | IT | 8481809015 | 2021-06-01 | Yes | https://www.caleffi.com/node/14192 | https://www.caleffi.com/sites/default/files/file/03618_20na.pdf | https://www.caleffi.com/sites/default/files/styles/product_photo/public/file/132512.jpg?itok=TK4UCmb- | //www.youtube.com/embed/videoseries?list=PLuuV0ELkYb5VxX62oAP_5j89NBh7gGEhs | https://www.caleffi.com/sites/default/files/file/18106_na_05.pdf
132996A | QuickSetter™ Balancing Valve w/ Flow Meter 2" press 12 - 50 GPM | 67 | 482 | 8016615658439 | IT | 8481809015 | 2021-06-01 | Yes | https://www.caleffi.com/node/14192 | https://www.caleffi.com/sites/default/files/file/03618_20na.pdf | https://www.caleffi.com/sites/default/files/styles/product_photo/public/file/132512.jpg?itok=TK4UCmb- | //www.youtube.com/embed/videoseries?list=PLuuV0ELkYb5VxX62oAP_5j89NBh7gGEhs | https://www.caleffi.com/sites/default/files/file/18106_na_05.pdf
142241A | 142 Series Variable Orifice Low Lead Balancing Valve 1/2" NPT w/PT ports | 73 | 98 | 8016615498073 | IT | 8481809015 | 2021-06-01 | Yes | https://www.caleffi.com/node/26371 |  | https://www.caleffi.com/sites/default/files/styles/product_photo/public/file/142241a.jpg?itok=anp2e0xy |  | https://www.caleffi.com/sites/default/files/file/18204_na_02.pdf
142251A | 142 Series Variable Orifice Low Lead Balancing Valve 3/4" NPT w/PT ports | 73 | 104.5 | 8016615498080 | IT | 8481809015 | 2021-06-01 | Yes | https://www.caleffi.com/node/26371 |  | https://www.caleffi.com/sites/default/files/styles/product_photo/public/file/142241a.jpg?itok=anp2e0xy |  | https://www.caleffi.com/sites/default/files/file/18204_na_02.pdf
142261A | 142 Series Variable Orifice Low Lead Balancing Valve 1" NPT w/PT ports | 73 | 142 | 8016615498097 | IT | 8481809015 | 2021-06-01 | Yes | https://www.caleffi.com/node/26371 |  | https://www.caleffi.com/sites/default/files/styles/product_photo/public/file/142241a.jpg?itok=anp2e0xy |  | https://www.caleffi.com/sites/default/files/file/18204_na_02.pdf
142271A | 142 Series Variable Orifice Low Lead Balancing Valve 1-1/4" NPT w/PT ports | 73 | 203 | 8016615498103 | IT | 8481809015 | 2021-06-01 | Yes | https://www.caleffi.com/node/26371 |  | https://www.caleffi.com/sites/default/files/styles/product_photo/public/file/142241a.jpg?itok=anp2e0xy |  | https://www.caleffi.com/sites/default/files/file/18204_na_02.pdf
142281A | 142 Series Variable Orifice Low Lead Balancing Valve 1-1/2" NPT w/PT ports | 73 | 227 | 8016615498110 | IT | 8481809015 | 2021-06-01 | Yes | https://www.caleffi.com/node/26371 |  | https://www.caleffi.com/sites/default/files/styles/product_photo/public/file/142241a.jpg?itok=anp2e0xy |  | https://www.caleffi.com/sites/default/files/file/18204_na_02.pdf
142291A | 142 Series Variable Orifice Low Lead Balancing Valve 2" NPT w/PT ports | 73 | 290 | 8016615498127 | IT | 8481809015 | 2021-06-01 | Yes | https://www.caleffi.com/node/26371 |  | https://www.caleffi.com/sites/default/files/styles/product_photo/public/file/142241a.jpg?itok=anp2e0xy |  | https://www.caleffi.com/sites/default/files/file/18204_na_02.pdf
165600A | 165 Direct HydroMixer w/pump on right | 48 | 962 | 8016615422498 | IT | 8481909085 | 2021-06-01 | Yes | https://www.caleffi.com/node/13184 |  | https://www.caleffi.com/sites/default/files/styles/product_photo/public/file/165600a2l.jpg?itok=NePhGo4c | //www.youtube.com/embed/videoseries?list=PLuuV0ELkYb5USpG9eR2tKbaQmjoWB4ja9
165602A | 165 Direct HydroMixer w/Alpha pump-right | 48 | 1174 | 8016615422511 | IT | 8481909085 | 2021-06-01 | Yes | https://www.caleffi.com/node/13184 |  | https://www.caleffi.com/sites/default/files/styles/product_photo/public/file/165600a2l.jpg?itok=NePhGo4c | //www.youtube.com/embed/videoseries?list=PLuuV0ELkYb5USpG9eR2tKbaQmjoWB4ja9
165610A | 165 Direct HydroMixer w/pump on left | 48 | 962 | 8016615422504 | IT | 8481909085 | 2021-06-01 | Yes | https://www.caleffi.com/node/13184 |  | https://www.caleffi.com/sites/default/files/styles/product_photo/public/file/165600a2l.jpg?itok=NePhGo4c | //www.youtube.com/embed/videoseries?list=PLuuV0ELkYb5USpG9eR2tKbaQmjoWB4ja9
165612A | 165 Direct HydroMixer w/Alpha pump-left | 48 | 1174 | 8016615422528 | IT | 8481909085 | 2021-06-01 | Yes | https://www.caleffi.com/node/13184 |  | https://www.caleffi.com/sites/default/files/styles/product_photo/public/file/165600a2l.jpg?itok=NePhGo4c | //www.youtube.com/embed/videoseries?list=PLuuV0ELkYb5USpG9eR2tKbaQmjoWB4ja9
166600A | 166 Thermostatic HydroMixer w/pump-right | 48 | 1174 | 8016615422535 | IT | 8481909085 | 2021-06-01 | Yes | https://www.caleffi.com/node/13297 |  | https://www.caleffi.com/sites/default/files/styles/product_photo/public/file/166600a2l.jpg?itok=XRQ8tkBk | //www.youtube.com/embed/videoseries?list=PLuuV0ELkYb5USpG9eR2tKbaQmjoWB4ja9
166602A | 166 Thermo HydroMixer w/Alpha pump-right | 48 | 1388 | 8016615422559 | IT | 8481909085 | 2021-06-01 | Yes | https://www.caleffi.com/node/13297 |  | https://www.caleffi.com/sites/default/files/styles/product_photo/public/file/166600a2l.jpg?itok=XRQ8tkBk | //www.youtube.com/embed/videoseries?list=PLuuV0ELkYb5USpG9eR2tKbaQmjoWB4ja9
166610A | 166 Thermostatic HydroMixer w/pump-left | 48 | 1174 | 8016615422542 | IT | 8481909085 | 2021-06-01 | Yes | https://www.caleffi.com/node/13297 |  | https://www.caleffi.com/sites/default/files/styles/product_photo/public/file/166600a2l.jpg?itok=XRQ8tkBk | //www.youtube.com/embed/videoseries?list=PLuuV0ELkYb5USpG9eR2tKbaQmjoWB4ja9
166612A | 166 Thermo HydroMixer w/Alpha pump-left | 48 | 1388 | 8016615422566 | IT | 8481909085 | 2021-06-01 | Yes | https://www.caleffi.com/node/13297 |  | https://www.caleffi.com/sites/default/files/styles/product_photo/public/file/166600a2l.jpg?itok=XRQ8tkBk | //www.youtube.com/embed/videoseries?list=PLuuV0ELkYb5USpG9eR2tKbaQmjoWB4ja9
167600A | 167 Motorized HydroMixer w/pump-right | 48 | 1388 | 8016615422573 | IT | 8481909085 | 2021-06-01 | Yes | https://www.caleffi.com/node/13299 |  | https://www.caleffi.com/sites/default/files/styles/product_photo/public/file/167600a.jpg?itok=w225BRtA | //www.youtube.com/embed/videoseries?list=PLuuV0ELkYb5WgA8DbHmUectjzWkO43XJN
167602A | 167 Motori HydroMixer w/Alpha pump-right | 48 | 1601 | 8016615422597 | IT | 8481909085 | 2021-06-01 | Yes | https://www.caleffi.com/node/13299 |  | https://www.caleffi.com/sites/default/files/styles/product_photo/public/file/167600a.jpg?itok=w225BRtA | //www.youtube.com/embed/videoseries?list=PLuuV0ELkYb5WgA8DbHmUectjzWkO43XJN
167610A | 167 Motorized HydroMixer w/pump-left | 48 | 1388 | 8016615422580 | IT | 8481909085 | 2021-06-01 | Yes | https://www.caleffi.com/node/13299 |  | https://www.caleffi.com/sites/default/files/styles/product_photo/public/file/167600a.jpg?itok=w225BRtA | //www.youtube.com/embed/videoseries?list=PLuuV0ELkYb5WgA8DbHmUectjzWkO43XJN
167612A | 167 Motoriz HydroMixer w/Alpha pump-left | 48 | 1601 | 8016615422603 | IT | 8481909085 | 2021-06-01 | Yes | https://www.caleffi.com/node/13299 |  | https://www.caleffi.com/sites/default/files/styles/product_photo/public/file/167600a.jpg?itok=w225BRtA | //www.youtube.com/embed/videoseries?list=PLuuV0ELkYb5WgA8DbHmUectjzWkO43XJN
1725C1A | 3-Port Fixed Point Reg. Unit w/pump | 44 | 1120 | 8016615295481 | IT | 8481809025 | 2021-06-01 | Yes | https://www.caleffi.com/node/13307 |  | https://www.caleffi.com/sites/default/files/styles/product_photo/public/file/1725c1a.jpg?itok=Lh6GXBQS | //www.youtube.com/embed/videoseries?list=PLuuV0ELkYb5Vmd3osuBFLb-Pnk8i_MyDL | https://www.caleffi.com/sites/default/files/file/na10814.pdf
1725C1A IN | 3-Port Fixed Point Reg. Unit w/pump | 44 | 1120 | 8016615581911 | IT | 8481809025 | 2021-06-01 | Yes | https://www.caleffi.com/node/13307 |  | https://www.caleffi.com/sites/default/files/styles/product_photo/public/file/1725c1a.jpg?itok=Lh6GXBQS | //www.youtube.com/embed/videoseries?list=PLuuV0ELkYb5Vmd3osuBFLb-Pnk8i_MyDL | https://www.caleffi.com/sites/default/files/file/na10814.pdf
1725C1AHE | High Efficiency Manifold Mixing Station | 44 | 1345 | 8016615439335 | IT | 8481809025 | 2021-06-01 | Yes | https://www.caleffi.com/node/16569 |  | https://www.caleffi.com/sites/default/files/styles/product_photo/public/file/1725he.jpg?itok=Q8GLfzjh | //www.youtube.com/embed/videoseries?list=PLuuV0ELkYb5Vmd3osuBFLb-Pnk8i_MyDL | https://www.caleffi.com/sites/default/files/file/na10814.pdf
1725C1AHE IN | High Efficiency Manifold Mixing Station | 44 | 1345 | 8016615594959 | IT | 8481809025 | 2021-06-01 | Yes | https://www.caleffi.com/node/16569 |  | https://www.caleffi.com/sites/default/files/styles/product_photo/public/file/1725he.jpg?itok=Q8GLfzjh | //www.youtube.com/embed/videoseries?list=PLuuV0ELkYb5Vmd3osuBFLb-Pnk8i_MyDL | https://www.caleffi.com/sites/default/files/file/na10814.pdf
1725D1A | 4-Port Fixed Point Reg. Unit w/pump | 44 | 1193 | 8016615295498 | IT | 8481809025 | 2021-06-01 | Yes | https://www.caleffi.com/node/13307 |  | https://www.caleffi.com/sites/default/files/styles/product_photo/public/file/1725c1a.jpg?itok=Lh6GXBQS | //www.youtube.com/embed/videoseries?list=PLuuV0ELkYb5Vmd3osuBFLb-Pnk8i_MyDL | https://www.caleffi.com/sites/default/files/file/na10814.pdf
1725D1A IN | 4-Port Fixed Point Reg. Unit w/pump | 44 | 1193 | 8016615581928 | IT | 8481809025 | 2021-06-01 | Yes | https://www.caleffi.com/node/13307 |  | https://www.caleffi.com/sites/default/files/styles/product_photo/public/file/1725c1a.jpg?itok=Lh6GXBQS | //www.youtube.com/embed/videoseries?list=PLuuV0ELkYb5Vmd3osuBFLb-Pnk8i_MyDL | https://www.caleffi.com/sites/default/files/file/na10814.pdf
1725D1AHE | High Efficiency Manifold Mixing Station | 44 | 1416 | 8016615439342 | IT | 8481809025 | 2021-06-01 | Yes | https://www.caleffi.com/node/16569 |  | https://www.caleffi.com/sites/default/files/styles/product_photo/public/file/1725he.jpg?itok=Q8GLfzjh | //www.youtube.com/embed/videoseries?list=PLuuV0ELkYb5Vmd3osuBFLb-Pnk8i_MyDL | https://www.caleffi.com/sites/default/files/file/na10814.pdf
1725D1AHE IN | High Efficiency Manifold Mixing Station | 44 | 1416 | 8016615594966 | IT | 8481809025 | 2021-06-01 | Yes | https://www.caleffi.com/node/16569 |  | https://www.caleffi.com/sites/default/files/styles/product_photo/public/file/1725he.jpg?itok=Q8GLfzjh | //www.youtube.com/embed/videoseries?list=PLuuV0ELkYb5Vmd3osuBFLb-Pnk8i_MyDL | https://www.caleffi.com/sites/default/files/file/na10814.pdf
1725E1A | 5-Port Fixed Point Reg. Unit w/pump | 44 | 1265 | 8016615295504 | IT | 8481809025 | 2021-06-01 | Yes | https://www.caleffi.com/node/13307 |  | https://www.caleffi.com/sites/default/files/styles/product_photo/public/file/1725c1a.jpg?itok=Lh6GXBQS | //www.youtube.com/embed/videoseries?list=PLuuV0ELkYb5Vmd3osuBFLb-Pnk8i_MyDL | https://www.caleffi.com/sites/default/files/file/na10814.pdf
1725E1A IN | 5-Port Fixed Point Reg. Unit w/pump | 44 | 1265 | 8016615581935 | IT | 8481809025 | 2021-06-01 | Yes | https://www.caleffi.com/node/13307 |  | https://www.caleffi.com/sites/default/files/styles/product_photo/public/file/1725c1a.jpg?itok=Lh6GXBQS | //www.youtube.com/embed/videoseries?list=PLuuV0ELkYb5Vmd3osuBFLb-Pnk8i_MyDL | https://www.caleffi.com/sites/default/files/file/na10814.pdf
1725E1AHE | High Efficiency Manifold Mixing Station | 44 | 1489 | 8016615439359 | IT | 8481809025 | 2021-06-01 | Yes | https://www.caleffi.com/node/16569 |  | https://www.caleffi.com/sites/default/files/styles/product_photo/public/file/1725he.jpg?itok=Q8GLfzjh | //www.youtube.com/embed/videoseries?list=PLuuV0ELkYb5Vmd3osuBFLb-Pnk8i_MyDL | https://www.caleffi.com/sites/default/files/file/na10814.pdf
1725E1AHE IN | High Efficiency Manifold Mixing Station | 44 | 1489 | 8016615594973 | IT | 8481809025 | 2021-06-01 | Yes | https://www.caleffi.com/node/16569 |  | https://www.caleffi.com/sites/default/files/styles/product_photo/public/file/1725he.jpg?itok=Q8GLfzjh | //www.youtube.com/embed/videoseries?list=PLuuV0ELkYb5Vmd3osuBFLb-Pnk8i_MyDL | https://www.caleffi.com/sites/default/files/file/na10814.pdf
1725F1A | 6-Port Fixed Point Reg. Unit w/pump | 44 | 1338 | 8016615295511 | IT | 8481809025 | 2021-06-01 | Yes | https://www.caleffi.com/node/13307 |  | https://www.caleffi.com/sites/default/files/styles/product_photo/public/file/1725c1a.jpg?itok=Lh6GXBQS | //www.youtube.com/embed/videoseries?list=PLuuV0ELkYb5Vmd3osuBFLb-Pnk8i_MyDL | https://www.caleffi.com/sites/default/files/file/na10814.pdf
1725F1A IN | 6-Port Fixed Point Reg. Unit w/pump | 44 | 1338 | 8016615581942 | IT | 8481809025 | 2021-06-01 | Yes | https://www.caleffi.com/node/13307 |  | https://www.caleffi.com/sites/default/files/styles/product_photo/public/file/1725c1a.jpg?itok=Lh6GXBQS | //www.youtube.com/embed/videoseries?list=PLuuV0ELkYb5Vmd3osuBFLb-Pnk8i_MyDL | https://www.caleffi.com/sites/default/files/file/na10814.pdf
1725F1AHE | High Efficiency Manifold Mixing Station | 44 | 1560 | 8016615439366 | IT | 8481809025 | 2021-06-01 | Yes | https://www.caleffi.com/node/16569 |  | https://www.caleffi.com/sites/default/files/styles/product_photo/public/file/1725he.jpg?itok=Q8GLfzjh | //www.youtube.com/embed/videoseries?list=PLuuV0ELkYb5Vmd3osuBFLb-Pnk8i_MyDL | https://www.caleffi.com/sites/default/files/file/na10814.pdf
1725F1AHE IN | High Efficiency Manifold Mixing Station | 44 | 1560 | 8016615594980 | IT | 8481809025 | 2021-06-01 | Yes | https://www.caleffi.com/node/16569 |  | https://www.caleffi.com/sites/default/files/styles/product_photo/public/file/1725he.jpg?itok=Q8GLfzjh | //www.youtube.com/embed/videoseries?list=PLuuV0ELkYb5Vmd3osuBFLb-Pnk8i_MyDL | https://www.caleffi.com/sites/default/files/file/na10814.pdf
1725G1A | 7-Port Fixed Point Reg. Unit w/pump | 44 | 1410 | 8016615295528 | IT | 8481809025 | 2021-06-01 | Yes | https://www.caleffi.com/node/13307 |  | https://www.caleffi.com/sites/default/files/styles/product_photo/public/file/1725c1a.jpg?itok=Lh6GXBQS | //www.youtube.com/embed/videoseries?list=PLuuV0ELkYb5Vmd3osuBFLb-Pnk8i_MyDL | https://www.caleffi.com/sites/default/files/file/na10814.pdf
1725G1A IN | 7-Port Fixed Point Reg. Unit w/pump | 44 | 1410 | 8016615581959 | IT | 8481809025 | 2021-06-01 | Yes | https://www.caleffi.com/node/13307 |  | https://www.caleffi.com/sites/default/files/styles/product_photo/public/file/1725c1a.jpg?itok=Lh6GXBQS | //www.youtube.com/embed/videoseries?list=PLuuV0ELkYb5Vmd3osuBFLb-Pnk8i_MyDL | https://www.caleffi.com/sites/default/files/file/na10814.pdf
1725G1AHE | High Efficiency Manifold Mixing Station | 44 | 1634 | 8016615439717 | IT | 8481809025 | 2021-06-01 | Yes | https://www.caleffi.com/node/16569 |  | https://www.caleffi.com/sites/default/files/styles/product_photo/public/file/1725he.jpg?itok=Q8GLfzjh | //www.youtube.com/embed/videoseries?list=PLuuV0ELkYb5Vmd3osuBFLb-Pnk8i_MyDL | https://www.caleffi.com/sites/default/files/file/na10814.pdf
1725G1AHE IN | High Efficiency Manifold Mixing Station | 44 | 1634 | 8016615594997 | IT | 8481809025 | 2021-06-01 | Yes | https://www.caleffi.com/node/16569 |  | https://www.caleffi.com/sites/default/files/styles/product_photo/public/file/1725he.jpg?itok=Q8GLfzjh | //www.youtube.com/embed/videoseries?list=PLuuV0ELkYb5Vmd3osuBFLb-Pnk8i_MyDL | https://www.caleffi.com/sites/default/files/file/na10814.pdf
1725H1A | 8-Port Fixed Point Reg. Unit w/pump | 44 | 1483 | 8016615295535 | IT | 8481809025 | 2021-06-01 | Yes | https://www.caleffi.com/node/13307 |  | https://www.caleffi.com/sites/default/files/styles/product_photo/public/file/1725c1a.jpg?itok=Lh6GXBQS | //www.youtube.com/embed/videoseries?list=PLuuV0ELkYb5Vmd3osuBFLb-Pnk8i_MyDL | https://www.caleffi.com/sites/default/files/file/na10814.pdf
1725H1A IN | 8-Port Fixed Point Reg. Unit w/pump | 44 | 1483 | 8016615581966 | IT | 8481809025 | 2021-06-01 | Yes | https://www.caleffi.com/node/13307 |  | https://www.caleffi.com/sites/default/files/styles/product_photo/public/file/1725c1a.jpg?itok=Lh6GXBQS | //www.youtube.com/embed/videoseries?list=PLuuV0ELkYb5Vmd3osuBFLb-Pnk8i_MyDL | https://www.caleffi.com/sites/default/files/file/na10814.pdf
1725H1AHE | High Efficiency Manifold Mixing Station | 44 | 1705 | 8016615439724 | IT | 8481809025 | 2021-06-01 | Yes | https://www.caleffi.com/node/16569 |  | https://www.caleffi.com/sites/default/files/styles/product_photo/public/file/1725he.jpg?itok=Q8GLfzjh | //www.youtube.com/embed/videoseries?list=PLuuV0ELkYb5Vmd3osuBFLb-Pnk8i_MyDL | https://www.caleffi.com/sites/default/files/file/na10814.pdf
1725H1AHE IN | High Efficiency Manifold Mixing Station | 44 | 1705 | 8016615595000 | IT | 8481809025 | 2021-06-01 | Yes | https://www.caleffi.com/node/16569 |  | https://www.caleffi.com/sites/default/files/styles/product_photo/public/file/1725he.jpg?itok=Q8GLfzjh | //www.youtube.com/embed/videoseries?list=PLuuV0ELkYb5Vmd3osuBFLb-Pnk8i_MyDL | https://www.caleffi.com/sites/default/files/file/na10814.pdf
1725I1A | 9-Port Fixed Point Reg. Unit w/pump | 44 | 1554 | 8016615295542 | IT | 8481809025 | 2021-06-01 | Yes | https://www.caleffi.com/node/13307 |  | https://www.caleffi.com/sites/default/files/styles/product_photo/public/file/1725c1a.jpg?itok=Lh6GXBQS | //www.youtube.com/embed/videoseries?list=PLuuV0ELkYb5Vmd3osuBFLb-Pnk8i_MyDL | https://www.caleffi.com/sites/default/files/file/na10814.pdf
1725I1A IN | 9-Port Fixed Point Reg. Unit w/pump | 44 | 1554 | 8016615581973 | IT | 8481809025 | 2021-06-01 | Yes | https://www.caleffi.com/node/13307 |  | https://www.caleffi.com/sites/default/files/styles/product_photo/public/file/1725c1a.jpg?itok=Lh6GXBQS | //www.youtube.com/embed/videoseries?list=PLuuV0ELkYb5Vmd3osuBFLb-Pnk8i_MyDL | https://www.caleffi.com/sites/default/files/file/na10814.pdf
1725I1AHE | High Efficiency Manifold Mixing Station | 44 | 1778 | 8016615439731 | IT | 8481809025 | 2021-06-01 | Yes | https://www.caleffi.com/node/16569 |  | https://www.caleffi.com/sites/default/files/styles/product_photo/public/file/1725he.jpg?itok=Q8GLfzjh | //www.youtube.com/embed/videoseries?list=PLuuV0ELkYb5Vmd3osuBFLb-Pnk8i_MyDL | https://www.caleffi.com/sites/default/files/file/na10814.pdf
1725I1AHE IN | High Efficiency Manifold Mixing Station | 44 | 1778 | 8016615612882 | IT | 8481809025 | 2021-06-01 | Yes | https://www.caleffi.com/node/16569 |  | https://www.caleffi.com/sites/default/files/styles/product_photo/public/file/1725he.jpg?itok=Q8GLfzjh | //www.youtube.com/embed/videoseries?list=PLuuV0ELkYb5Vmd3osuBFLb-Pnk8i_MyDL | https://www.caleffi.com/sites/default/files/file/na10814.pdf
1725L1A | 10-Port Fixed Point Reg. Unit w/pump | 44 | 1626 | 8016615295559 | IT | 8481809025 | 2021-06-01 | Yes | https://www.caleffi.com/node/13307 |  | https://www.caleffi.com/sites/default/files/styles/product_photo/public/file/1725c1a.jpg?itok=Lh6GXBQS | //www.youtube.com/embed/videoseries?list=PLuuV0ELkYb5Vmd3osuBFLb-Pnk8i_MyDL | https://www.caleffi.com/sites/default/files/file/na10814.pdf
1725L1A IN | 10-Port Fixed Point Reg. Unit w/pump | 44 | 1626 | 8016615581980 | IT | 8481809025 | 2021-06-01 | Yes | https://www.caleffi.com/node/13307 |  | https://www.caleffi.com/sites/default/files/styles/product_photo/public/file/1725c1a.jpg?itok=Lh6GXBQS | //www.youtube.com/embed/videoseries?list=PLuuV0ELkYb5Vmd3osuBFLb-Pnk8i_MyDL | https://www.caleffi.com/sites/default/files/file/na10814.pdf
1725L1AHE | High Efficiency Manifold Mixing Station | 44 | 1851 | 8016615439748 | IT | 8481809025 | 2021-06-01 | Yes | https://www.caleffi.com/node/16569 |  | https://www.caleffi.com/sites/default/files/styles/product_photo/public/file/1725he.jpg?itok=Q8GLfzjh | //www.youtube.com/embed/videoseries?list=PLuuV0ELkYb5Vmd3osuBFLb-Pnk8i_MyDL | https://www.caleffi.com/sites/default/files/file/na10814.pdf
1725L1AHE IN | High Efficiency Manifold Mixing Station | 44 | 1851 | 8016615595017 | IT | 8481809025 | 2021-06-01 | Yes | https://www.caleffi.com/node/16569 |  | https://www.caleffi.com/sites/default/files/styles/product_photo/public/file/1725he.jpg?itok=Q8GLfzjh | //www.youtube.com/embed/videoseries?list=PLuuV0ELkYb5Vmd3osuBFLb-Pnk8i_MyDL | https://www.caleffi.com/sites/default/files/file/na10814.pdf
1725M1A | 11-Port Fixed Point Reg. Unit w/pump | 44 | 1698 | 8016615295566 | IT | 8481809025 | 2021-06-01 | Yes | https://www.caleffi.com/node/13307 |  | https://www.caleffi.com/sites/default/files/styles/product_photo/public/file/1725c1a.jpg?itok=Lh6GXBQS | //www.youtube.com/embed/videoseries?list=PLuuV0ELkYb5Vmd3osuBFLb-Pnk8i_MyDL | https://www.caleffi.com/sites/default/files/file/na10814.pdf
1725M1A IN | 11-Port Fixed Point Reg. Unit w/pump | 44 | 1698 | 8016615581997 | IT | 8481809025 | 2021-06-01 | Yes | https://www.caleffi.com/node/13307 |  | https://www.caleffi.com/sites/default/files/styles/product_photo/public/file/1725c1a.jpg?itok=Lh6GXBQS | //www.youtube.com/embed/videoseries?list=PLuuV0ELkYb5Vmd3osuBFLb-Pnk8i_MyDL | https://www.caleffi.com/sites/default/files/file/na10814.pdf
1725M1AHE | High Efficiency Manifold Mixing Station | 44 | 1923 | 8016615439755 | IT | 8481809025 | 2021-06-01 | Yes | https://www.caleffi.com/node/16569 |  | https://www.caleffi.com/sites/default/files/styles/product_photo/public/file/1725he.jpg?itok=Q8GLfzjh | //www.youtube.com/embed/videoseries?list=PLuuV0ELkYb5Vmd3osuBFLb-Pnk8i_MyDL | https://www.caleffi.com/sites/default/files/file/na10814.pdf
1725M1AHE IN | High Efficiency Manifold Mixing Station | 44 | 1923 | 8016615595024 | IT | 8481809025 | 2021-06-01 | Yes | https://www.caleffi.com/node/16569 |  | https://www.caleffi.com/sites/default/files/styles/product_photo/public/file/1725he.jpg?itok=Q8GLfzjh | //www.youtube.com/embed/videoseries?list=PLuuV0ELkYb5Vmd3osuBFLb-Pnk8i_MyDL | https://www.caleffi.com/sites/default/files/file/na10814.pdf
1725N1A | 12-Port Fixed Point Reg. Unit w/pump | 44 | 1771 | 8016615295573 | IT | 8481809025 | 2021-06-01 | Yes | https://www.caleffi.com/node/13307 |  | https://www.caleffi.com/sites/default/files/styles/product_photo/public/file/1725c1a.jpg?itok=Lh6GXBQS | //www.youtube.com/embed/videoseries?list=PLuuV0ELkYb5Vmd3osuBFLb-Pnk8i_MyDL | https://www.caleffi.com/sites/default/files/file/na10814.pdf
1725N1A IN | 12-Port Fixed Point Reg. Unit w/pump | 44 | 1771 | 8016615582000 | IT | 8481809025 | 2021-06-01 | Yes | https://www.caleffi.com/node/13307 |  | https://www.caleffi.com/sites/default/files/styles/product_photo/public/file/1725c1a.jpg?itok=Lh6GXBQS | //www.youtube.com/embed/videoseries?list=PLuuV0ELkYb5Vmd3osuBFLb-Pnk8i_MyDL | https://www.caleffi.com/sites/default/files/file/na10814.pdf
1725N1AHE | High Efficiency Manifold Mixing Station | 44 | 1995 | 8016615439762 | IT | 8481809025 | 2021-06-01 | Yes | https://www.caleffi.com/node/16569 |  | https://www.caleffi.com/sites/default/files/styles/product_photo/public/file/1725he.jpg?itok=Q8GLfzjh | //www.youtube.com/embed/videoseries?list=PLuuV0ELkYb5Vmd3osuBFLb-Pnk8i_MyDL | https://www.caleffi.com/sites/default/files/file/na10814.pdf
1725N1AHE IN | High Efficiency Manifold Mixing Station | 44 | 1995 | 8016615595031 | IT | 8481809025 | 2021-06-01 | Yes | https://www.caleffi.com/node/16569 |  | https://www.caleffi.com/sites/default/files/styles/product_photo/public/file/1725he.jpg?itok=Q8GLfzjh | //www.youtube.com/embed/videoseries?list=PLuuV0ELkYb5Vmd3osuBFLb-Pnk8i_MyDL | https://www.caleffi.com/sites/default/files/file/na10814.pdf
1725O1A | 13-Port Fixed Point Reg. Unit w/pump | 44 | 1843 | 8016615295580 | IT | 8481809025 | 2021-06-01 | Yes | https://www.caleffi.com/node/13307 |  | https://www.caleffi.com/sites/default/files/styles/product_photo/public/file/1725c1a.jpg?itok=Lh6GXBQS | //www.youtube.com/embed/videoseries?list=PLuuV0ELkYb5Vmd3osuBFLb-Pnk8i_MyDL | https://www.caleffi.com/sites/default/files/file/na10814.pdf
1725O1A IN | 13-Port Fixed Point Reg. Unit w/pump | 44 | 1843 | 8016615582017 | IT | 8481809025 | 2021-06-01 | Yes | https://www.caleffi.com/node/13307 |  | https://www.caleffi.com/sites/default/files/styles/product_photo/public/file/1725c1a.jpg?itok=Lh6GXBQS | //www.youtube.com/embed/videoseries?list=PLuuV0ELkYb5Vmd3osuBFLb-Pnk8i_MyDL | https://www.caleffi.com/sites/default/files/file/na10814.pdf
1725O1AHE | High Efficiency Manifold Mixing Station | 44 | 2067 | 8016615439779 | IT | 8481809025 | 2021-06-01 | Yes | https://www.caleffi.com/node/16569 |  | https://www.caleffi.com/sites/default/files/styles/product_photo/public/file/1725he.jpg?itok=Q8GLfzjh | //www.youtube.com/embed/videoseries?list=PLuuV0ELkYb5Vmd3osuBFLb-Pnk8i_MyDL | https://www.caleffi.com/sites/default/files/file/na10814.pdf
1725O1AHE IN | High Efficiency Manifold Mixing Station | 44 | 2067 | 8016615595048 | IT | 8481809025 | 2021-06-01 | Yes | https://www.caleffi.com/node/16569 |  | https://www.caleffi.com/sites/default/files/styles/product_photo/public/file/1725he.jpg?itok=Q8GLfzjh | //www.youtube.com/embed/videoseries?list=PLuuV0ELkYb5Vmd3osuBFLb-Pnk8i_MyDL | https://www.caleffi.com/sites/default/files/file/na10814.pdf
220400A | 1/2" NPT Angled TRV Body | 31 | 49.6 | 8016615378689 | IT | 8481400000 | 2021-06-01 | Yes | https://www.caleffi.com/node/12559 |  | https://www.caleffi.com/sites/default/files/styles/product_photo/public/file/220400a.jpg?itok=M-LoFJVC | //www.youtube.com/embed/videoseries?list=PLuuV0ELkYb5UBDycWHdKEORrziBHxe6Iy
220500A | 3/4" NPT Angled TRV Body | 31 | 54.3 | 8016615378580 | IT | 8481400000 | 2021-06-01 | Yes | https://www.caleffi.com/node/12559 |  | https://www.caleffi.com/sites/default/files/styles/product_photo/public/file/220400a.jpg?itok=M-LoFJVC | //www.youtube.com/embed/videoseries?list=PLuuV0ELkYb5UBDycWHdKEORrziBHxe6Iy
221400A | 1/2" NPT Straight TRV Body | 31 | 49.6 | 8016615378696 | IT | 8481400000 | 2021-06-01 | Yes | https://www.caleffi.com/node/12561 |  | https://www.caleffi.com/sites/default/files/styles/product_photo/public/file/221400a.jpg?itok=DlzxO3GF | //www.youtube.com/embed/videoseries?list=PLuuV0ELkYb5UBDycWHdKEORrziBHxe6Iy
221500A | 3/4" NPT Straight TRV Body | 31 | 54.3 | 8016615378603 | IT | 8481400000 | 2021-06-01 | Yes | https://www.caleffi.com/node/12561 |  | https://www.caleffi.com/sites/default/files/styles/product_photo/public/file/221400a.jpg?itok=DlzxO3GF | //www.youtube.com/embed/videoseries?list=PLuuV0ELkYb5UBDycWHdKEORrziBHxe6Iy
250041A | Solar Automatic Air Vent Valve 1/2"NPT | 106 | 55.9 | 8016615187458 | IT | 8481809015 | 2021-06-01 | Yes | https://www.caleffi.com/node/14840 |  | https://www.caleffi.com/sites/default/files/styles/product_photo/public/file/250041a.jpg?itok=e3tF743P |  | https://www.caleffi.com/sites/default/files/file/28091_na_03.pdf
251003A | Solar Air Separator 3/4" NPTF | 106 | 158 | 8016615192391 | IT | 8481809015 | 2021-06-01 | Yes | https://www.caleffi.com/node/14843 |  | https://www.caleffi.com/sites/default/files/styles/product_photo/public/file/251003.jpg?itok=TSVI-4kW |  | https://www.caleffi.com/sites/default/files/file/28059_na_05.pdf
251004A | High Capacity Solar Air Vent 1/2" NPT | 106 | 119 | 8016615192193 | IT | 8481809015 | 2021-06-01 | Yes | https://www.caleffi.com/node/14842 |  | https://www.caleffi.com/sites/default/files/styles/product_photo/public/file/251004a.jpg?itok=_q7EU6aQ |  | https://www.caleffi.com/sites/default/files/file/28067_04.pdf
252149A | 1/2" Sweat Solar Mixing Valve | 106 | 171 | 8016615230475 | US | 8419190060 | 2021-06-01 | Yes | https://www.caleffi.com/node/14848 |  | https://www.caleffi.com/sites/default/files/styles/product_photo/public/file/252149a.jpg?itok=qnNZhrjQ |  | https://www.caleffi.com/sites/default/files/file/28114_na_02.pdf
252158A | 3/4" Sweat Solar Mixing Valve w/gauge | 106 | 222 | 8016615319736 | IT | 8419190060 | 2021-06-01 | Yes | https://www.caleffi.com/node/14845 |  | https://www.caleffi.com/sites/default/files/styles/product_photo/public/file/252158a.jpg?itok=wV-PwpQ7 |  | https://www.caleffi.com/sites/default/files/file/28114_na_02.pdf
252159A | 3/4" Sweat Solar Mixing Valve | 106 | 180 | 8016615965261 | IT | 8419190060 | 2021-06-01 | Yes | https://www.caleffi.com/node/14848 |  | https://www.caleffi.com/sites/default/files/styles/product_photo/public/file/252149a.jpg?itok=qnNZhrjQ |  | https://www.caleffi.com/sites/default/files/file/28114_na_02.pdf
252168A | 1" Sweat Solar Mixing Valve w/gauge | 106 | 252 | 8016615319743 | IT | 8419190060 | 2021-06-01 | Yes | https://www.caleffi.com/node/14845 |  | https://www.caleffi.com/sites/default/files/styles/product_photo/public/file/252158a.jpg?itok=wV-PwpQ7 |  | https://www.caleffi.com/sites/default/files/file/28114_na_02.pdf
252169A | 1" Sweat Solar Mixing Valve | 106 | 209 | 8016615251135 | IT | 8419190060 | 2021-06-01 | Yes | https://www.caleffi.com/node/14848 |  | https://www.caleffi.com/sites/default/files/styles/product_photo/public/file/252149a.jpg?itok=qnNZhrjQ |  | https://www.caleffi.com/sites/default/files/file/28114_na_02.pdf
278751A | Single-line Solar Pump Station | 105 | 775 | 8016615534344 | IT | 8481809015 | 2021-06-01 | Yes | https://www.caleffi.com/node/29446 |  | https://www.caleffi.com/sites/default/files/styles/product_photo/public/file/278750he.jpg?itok=t6NEUA42 | //www.youtube.com/embed/videoseries?list=PLuuV0ELkYb5XcHhKpwmy9AD5YJ4yjm6jt
278951A | Drainback Solar Pump Station | 105 | 827 | 8016615551716 | IT | 8481809015 | 2021-06-01 | Yes | https://www.caleffi.com/node/29446 |  | https://www.caleffi.com/sites/default/files/styles/product_photo/public/file/278750he.jpg?itok=t6NEUA42 | //www.youtube.com/embed/videoseries?list=PLuuV0ELkYb5XcHhKpwmy9AD5YJ4yjm6jt
279051A | Dual-line Solar Pump Station | 105 | 889 | 8016615534351 | IT | 8481809015 | 2021-06-01 | Yes | https://www.caleffi.com/node/29446 |  | https://www.caleffi.com/sites/default/files/styles/product_photo/public/file/278750he.jpg?itok=t6NEUA42 | //www.youtube.com/embed/videoseries?list=PLuuV0ELkYb5XcHhKpwmy9AD5YJ4yjm6jt
280165A | Anticondensing Valve 1" NPT 130 F | 109 | 286 | 8016615413984 | IT | 8481809015 | 2021-06-01 | Yes | https://www.caleffi.com/node/13833 |  | https://www.caleffi.com/sites/default/files/styles/product_photo/public/file/280064.jpg?itok=mQWHjUBe | //www.youtube.com/embed/videoseries?list=PLuuV0ELkYb5V0kcE5Hca3ekmNg5lKLlaZ | https://www.caleffi.com/sites/default/files/file/na10292_04.pdf
280166A | Anticondensing Valve 1" NPT 140 F | 109 | 286 | 8016615377446 | IT | 8481809015 | 2021-06-01 | Yes | https://www.caleffi.com/node/13833 |  | https://www.caleffi.com/sites/default/files/styles/product_photo/public/file/280064.jpg?itok=mQWHjUBe | //www.youtube.com/embed/videoseries?list=PLuuV0ELkYb5V0kcE5Hca3ekmNg5lKLlaZ | https://www.caleffi.com/sites/default/files/file/na10292_04.pdf
280175A | Anticondensing Valve 1-1/4" NPT 130 F | 109 | 329 | 8016615414004 | IT | 8481809015 | 2021-06-01 | Yes | https://www.caleffi.com/node/13833 |  | https://www.caleffi.com/sites/default/files/styles/product_photo/public/file/280064.jpg?itok=mQWHjUBe | //www.youtube.com/embed/videoseries?list=PLuuV0ELkYb5V0kcE5Hca3ekmNg5lKLlaZ | https://www.caleffi.com/sites/default/files/file/na10292_04.pdf
280176A | Anticondensing Valve 1-1/4" NPT 140 F | 109 | 329 | 8016615377460 | IT | 8481809015 | 2021-06-01 | Yes | https://www.caleffi.com/node/13833 |  | https://www.caleffi.com/sites/default/files/styles/product_photo/public/file/280064.jpg?itok=mQWHjUBe | //www.youtube.com/embed/videoseries?list=PLuuV0ELkYb5V0kcE5Hca3ekmNg5lKLlaZ | https://www.caleffi.com/sites/default/files/file/na10292_04.pdf
280965A | Anticondensing Valve 1" SWT 130 F | 109 | 268 | 8016615413977 | IT | 8481809015 | 2021-06-01 | Yes | https://www.caleffi.com/node/13837 |  | https://www.caleffi.com/sites/default/files/styles/product_photo/public/file/280965a.jpg?itok=Ih1yqicH | //www.youtube.com/embed/videoseries?list=PLuuV0ELkYb5V0kcE5Hca3ekmNg5lKLlaZ | https://www.caleffi.com/sites/default/files/file/na10292_04.pdf
280966A | Anticondensing Valve 1" SWT 140 F | 109 | 268 | 8016615377439 | IT | 8481809015 | 2021-06-01 | Yes | https://www.caleffi.com/node/13837 |  | https://www.caleffi.com/sites/default/files/styles/product_photo/public/file/280965a.jpg?itok=Ih1yqicH | //www.youtube.com/embed/videoseries?list=PLuuV0ELkYb5V0kcE5Hca3ekmNg5lKLlaZ | https://www.caleffi.com/sites/default/files/file/na10292_04.pdf
280975A | Anticondensing Valve 1-1/4" SWT 130 F | 109 | 315 | 8016615413991 | IT | 8481809015 | 2021-06-01 | Yes | https://www.caleffi.com/node/13837 |  | https://www.caleffi.com/sites/default/files/styles/product_photo/public/file/280965a.jpg?itok=Ih1yqicH | //www.youtube.com/embed/videoseries?list=PLuuV0ELkYb5V0kcE5Hca3ekmNg5lKLlaZ | https://www.caleffi.com/sites/default/files/file/na10292_04.pdf
280976A | Anticondensing Valve 1-1/4" SWT 140 F | 109 | 315 | 8016615377453 | IT | 8481809015 | 2021-06-01 | Yes | https://www.caleffi.com/node/13837 |  | https://www.caleffi.com/sites/default/files/styles/product_photo/public/file/280965a.jpg?itok=Ih1yqicH | //www.youtube.com/embed/videoseries?list=PLuuV0ELkYb5V0kcE5Hca3ekmNg5lKLlaZ | https://www.caleffi.com/sites/default/files/file/na10292_04.pdf
281165A | Anti-Condensing Valve w/Pump 1"NPT 130 F | 109 | 880 | 8016615414028 | IT | 8481809015 | 2021-06-01 | Yes | https://www.caleffi.com/node/15133 |  | https://www.caleffi.com/sites/default/files/styles/product_photo/public/file/281064wyp_0.jpg?itok=z3teiOXb | //www.youtube.com/embed/videoseries?list=PLuuV0ELkYb5UmmIvTLylbEmFDjdVfP20o | https://www.caleffi.com/sites/default/files/file/na10294_03.pdf
281166A | Anti-Condensing Valve w/Pump 1"NPT 140 F | 109 | 880 | 8016615377484 | IT | 8481809015 | 2021-06-01 | Yes | https://www.caleffi.com/node/15133 |  | https://www.caleffi.com/sites/default/files/styles/product_photo/public/file/281064wyp_0.jpg?itok=z3teiOXb | //www.youtube.com/embed/videoseries?list=PLuuV0ELkYb5UmmIvTLylbEmFDjdVfP20o | https://www.caleffi.com/sites/default/files/file/na10294_03.pdf
281175A | Anti-Condense Vlv w/Pump 1-1/4"NPT 130 F | 109 | 1012 | 8016615414042 | IT | 8481809015 | 2021-06-01 | Yes | https://www.caleffi.com/node/15133 |  | https://www.caleffi.com/sites/default/files/styles/product_photo/public/file/281064wyp_0.jpg?itok=z3teiOXb | //www.youtube.com/embed/videoseries?list=PLuuV0ELkYb5UmmIvTLylbEmFDjdVfP20o | https://www.caleffi.com/sites/default/files/file/na10294_03.pdf
281176A | Anti-Condense Vlv w/Pump 1-1/4"NPT 140 F | 109 | 1012 | 8016615377507 | IT | 8481809015 | 2021-06-01 | Yes | https://www.caleffi.com/node/15133 |  | https://www.caleffi.com/sites/default/files/styles/product_photo/public/file/281064wyp_0.jpg?itok=z3teiOXb | //www.youtube.com/embed/videoseries?list=PLuuV0ELkYb5UmmIvTLylbEmFDjdVfP20o | https://www.caleffi.com/sites/default/files/file/na10294_03.pdf
281965A | Anti-Condensing Valve w/Pump 1"SWT 130 F | 109 | 822 | 8016615414011 | IT | 8481809015 | 2021-06-01 | Yes | https://www.caleffi.com/node/15129 |  | https://www.caleffi.com/sites/default/files/styles/product_photo/public/file/281064wyp.jpg?itok=vGOrgsZ- | //www.youtube.com/embed/videoseries?list=PLuuV0ELkYb5UmmIvTLylbEmFDjdVfP20o | https://www.caleffi.com/sites/default/files/file/na10294_03.pdf
281966A | Anti-Condensing Valve w/Pump 1"SWT 140 F | 109 | 822 | 8016615377477 | IT | 8481809015 | 2021-06-01 | Yes | https://www.caleffi.com/node/15129 |  | https://www.caleffi.com/sites/default/files/styles/product_photo/public/file/281064wyp.jpg?itok=vGOrgsZ- | //www.youtube.com/embed/videoseries?list=PLuuV0ELkYb5UmmIvTLylbEmFDjdVfP20o | https://www.caleffi.com/sites/default/files/file/na10294_03.pdf
281975A | Anti-Condense Vlv w/Pump 1-1/4"SWT 130 F | 109 | 968 | 8016615414035 | IT | 8481809015 | 2021-06-01 | Yes | https://www.caleffi.com/node/15129 |  | https://www.caleffi.com/sites/default/files/styles/product_photo/public/file/281064wyp.jpg?itok=vGOrgsZ- | //www.youtube.com/embed/videoseries?list=PLuuV0ELkYb5UmmIvTLylbEmFDjdVfP20o | https://www.caleffi.com/sites/default/files/file/na10294_03.pdf
281976A | Anti-Condense Vlv w/Pump 1-1/4"SWT 140 F | 109 | 968 | 8016615377491 | IT | 8481809015 | 2021-06-01 | Yes | https://www.caleffi.com/node/15129 |  | https://www.caleffi.com/sites/default/files/styles/product_photo/public/file/281064wyp.jpg?itok=vGOrgsZ- | //www.youtube.com/embed/videoseries?list=PLuuV0ELkYb5UmmIvTLylbEmFDjdVfP20o | https://www.caleffi.com/sites/default/files/file/na10294_03.pdf
31901A | 3/4" NPT Male Tail Piece | 94 | 12.3 | 8016615074574 | IT | 8481909085 | 2021-06-01 | Yes | https://www.caleffi.com/node/17677 |  | https://www.caleffi.com/sites/default/files/styles/product_photo/public/file/31901a.jpg?itok=DdsRQTIy
337221A | 1/4" NPT Drain Cock w/Metal Seal | 17 | 8.8 | 8016615339543 | IT | 8481809015 | 2021-06-01 | Yes | https://www.caleffi.com/node/11180 |  | https://www.caleffi.com/sites/default/files/styles/product_photo/public/file/337221.jpg?itok=WhMc-C_3 | //www.youtube.com/embed/_islVXcOBEw?list=PLC18D648800C03B89
49684A | Magnet/drywell (4") for 3" to 6" SEP4 and 2", 2-1/2" DirtMag | 13 | 280 | 8016615508888 | IT | 85051100 | 2021-06-01 | Yes | https://www.caleffi.com/node/52885 |  | https://www.caleffi.com/sites/default/files/styles/product_photo/public/file/f0000349-435.jpg?itok=RGSkd13Y
49685A | Magnet/drywell assy, 13-3/4", for 3" to 6" DirtMag, DiscalDirtMag | 27 | 405 | 8016615508895 | IT | 85051100 | 2021-06-01 | Yes | https://www.caleffi.com/node/52885 |  | https://www.caleffi.com/sites/default/files/styles/product_photo/public/file/f0000349-435.jpg?itok=RGSkd13Y
501502A | MAXCAL® Automatic air vent 3/4" NPT Female | 13 | 260 | 8016615036176 | IT | 8481809015 | 2021-06-01 | Yes | https://www.caleffi.com/node/9480 |  | https://www.caleffi.com/sites/default/files/styles/product_photo/public/file/501502A.jpg?itok=7-ZkwMm1 | //www.youtube.com/embed/videoseries?list=PLuuV0ELkYb5VmCJsu263QUYkSdeyqB0AY | https://www.caleffi.com/sites/default/files/file/38454_na_02.pdf
502015A | MINICAL® Automatic air vent 1/8" NPT Male | 16 | 14.6 | 8016615310177 | IT | 8481809015 | 2021-06-01 | Yes | https://www.caleffi.com/node/11174 |  | https://www.caleffi.com/sites/default/files/styles/product_photo/public/file/502015a.jpg?itok=E0s1YMCc | //www.youtube.com/embed/videoseries?list=PLuuV0ELkYb5VmCJsu263QUYkSdeyqB0AY | https://www.caleffi.com/sites/default/files/file/48205_na_02.pdf
502040A | MINICAL® Automatic air vent 1/2" NPT Male | 16 | 14.6 | 8016615323092 | IT | 8481809015 | 2021-06-01 | Yes | https://www.caleffi.com/node/11174 |  | https://www.caleffi.com/sites/default/files/styles/product_photo/public/file/502015a.jpg?itok=E0s1YMCc | //www.youtube.com/embed/videoseries?list=PLuuV0ELkYb5VmCJsu263QUYkSdeyqB0AY | https://www.caleffi.com/sites/default/files/file/48205_na_02.pdf
502043 CST | MINICAL® Automatic air vent 1/2" straight thread Male | 51 | 20.6 | 8016615036176 | IT | 8481809015 | 2021-06-01 | Yes | https://www.caleffi.com/node/11170 |  | https://www.caleffi.com/sites/default/files/styles/product_photo/public/file/502043.jpg?itok=8J7jjZEo | //www.youtube.com/embed/videoseries?list=PLuuV0ELkYb5VmCJsu263QUYkSdeyqB0AY | https://www.caleffi.com/sites/default/files/file/48205_na_02.pdf
502043A | MINICAL® Automatic air vent 1/2" NPT Male w/ Hygrocopic cap | 13 | 20.6 | 8016615358377 | IT | 8481809015 | 2021-06-01 | Yes | https://www.caleffi.com/node/11170 |  | https://www.caleffi.com/sites/default/files/styles/product_photo/public/file/502043.jpg?itok=8J7jjZEo | //www.youtube.com/embed/videoseries?list=PLuuV0ELkYb5VmCJsu263QUYkSdeyqB0AY | https://www.caleffi.com/sites/default/files/file/48205_na_02.pdf
502113A | Minical® 1/8" with Check, hygroscopic cap | 16 | 22.6 | 8016615433517 | IT | 8481809015 | 2021-06-01 | Yes | https://www.caleffi.com/node/15152 |  | https://www.caleffi.com/sites/default/files/styles/product_photo/public/file/502115a.jpg?itok=M5jBx4Tr | //www.youtube.com/embed/videoseries?list=PLuuV0ELkYb5VmCJsu263QUYkSdeyqB0AY | https://www.caleffi.com/sites/default/files/file/48205_na_02.pdf
502115A | MINICAL® Automatic air vent 1/8" NPT Male, w/ Check Valve | 16 | 19.6 | 8016615310184 | IT | 8481809015 | 2021-06-01 | Yes | https://www.caleffi.com/node/15152 |  | https://www.caleffi.com/sites/default/files/styles/product_photo/public/file/502115a.jpg?itok=M5jBx4Tr | //www.youtube.com/embed/videoseries?list=PLuuV0ELkYb5VmCJsu263QUYkSdeyqB0AY | https://www.caleffi.com/sites/default/files/file/48205_na_02.pdf
502243A | VALCAL® Automatic air vent 1/2" NPT Male w/ Hygrosopic cap | 16 | 35.3 | 8016615036176 | IT | 8481809015 | 2021-06-01 | Yes | https://www.caleffi.com/node/9482 |  | https://www.caleffi.com/sites/default/files/styles/product_photo/public/file/502243A.jpg?itok=jkqVxJQG | //www.youtube.com/embed/videoseries?list=PLuuV0ELkYb5VmCJsu263QUYkSdeyqB0AY | https://www.caleffi.com/sites/default/files/file/38521_na_03.pdf
502343A | VALCAL® Automatic air vent 1/2" NPT Male, w/ Check Valve & Hygroscopic Cap | 13 | 41.7 | 8016615289299 | IT | 8481809015 | 2021-06-01 | Yes | https://www.caleffi.com/node/11071 |  | https://www.caleffi.com/sites/default/files/styles/product_photo/public/file/502343A.jpg?itok=7AV6b00q | //www.youtube.com/embed/videoseries?list=PLuuV0ELkYb5VmCJsu263QUYkSdeyqB0AY | https://www.caleffi.com/sites/default/files/file/38521_na_03.pdf
502610A | ROBOCAL™ Automatic air vent 1/8" | 17 | 13 | 8016615036176 | IT | 8481809015 | 2021-06-01 | Yes | https://www.caleffi.com/node/11176 |  | https://www.caleffi.com/sites/default/files/styles/product_photo/public/file/5026.jpg?itok=KbR5uH2x | //www.youtube.com/embed/videoseries?list=PLuuV0ELkYb5VmCJsu263QUYkSdeyqB0AY | https://www.caleffi.com/sites/default/files/file/38459_na_03.pdf
502620A | ROBOCAL™ Automatic air vent 1/4" | 17 | 13.7 | 8016615036176 | IT | 8481809015 | 2021-06-01 | Yes | https://www.caleffi.com/node/11176 |  | https://www.caleffi.com/sites/default/files/styles/product_photo/public/file/5026.jpg?itok=KbR5uH2x | //www.youtube.com/embed/videoseries?list=PLuuV0ELkYb5VmCJsu263QUYkSdeyqB0AY | https://www.caleffi.com/sites/default/files/file/38459_na_03.pdf
502710A | ROBOCAL™ Automatic air vent 1/8" With check | 17 | 18.1 | 8016615036176 | IT | 8481809015 | 2021-06-01 | Yes | https://www.caleffi.com/node/11177 |  | https://www.caleffi.com/sites/default/files/styles/product_photo/public/file/5027.jpg?itok=HE5joRAM | //www.youtube.com/embed/videoseries?list=PLuuV0ELkYb5VmCJsu263QUYkSdeyqB0AY | https://www.caleffi.com/sites/default/files/file/38459_na_03.pdf
502720A | ROBOCAL™ Automatic air vent 1/4" With check | 17 | 19.1 | 8016615036176 | IT | 8481809015 | 2021-06-01 | Yes | https://www.caleffi.com/node/11177 |  | https://www.caleffi.com/sites/default/files/styles/product_photo/public/file/5027.jpg?itok=HE5joRAM | //www.youtube.com/embed/videoseries?list=PLuuV0ELkYb5VmCJsu263QUYkSdeyqB0AY | https://www.caleffi.com/sites/default/files/file/38459_na_03.pdf
508013A | Hygros. Air Vent 1/8" NPT Male(25pcs) | 17 | 7 | 8016615036176 | IT | 8481809015 | 2021-06-01 | Yes | https://www.caleffi.com/node/11178 |  | https://www.caleffi.com/sites/default/files/styles/product_photo/public/file/508021.jpg?itok=DipWs-az | //www.youtube.com/embed/_islVXcOBEw?list=PLC18D648800C03B89 | https://www.caleffi.com/sites/default/files/file/38455_na_02.pdf
508100A | Replacement Hygroscopic Cartridge | 17 | 6.2 | 8016615036176 | IT | 8481909085 | 2021-06-01 | Yes | https://www.caleffi.com/node/11179 |  | https://www.caleffi.com/sites/default/files/styles/product_photo/public/file/508100.jpg?itok=VBfeBkOq | //www.youtube.com/embed/_islVXcOBEw?list=PLC18D648800C03B89 | https://www.caleffi.com/sites/default/files/file/38455_na_02.pdf
519502A | Differential Bypass 3/4" NPT | 100 | 113 | 8016615036176 | IT | 8481100090 | 2021-06-01 | Yes | https://www.caleffi.com/node/15142 | https://www.caleffi.com/sites/default/files/file/03511_16_na.pdf | https://www.caleffi.com/sites/default/files/styles/product_photo/public/file/519609A.jpg?itok=Z4WMKyit | //www.youtube.com/embed/videoseries?list=PLuuV0ELkYb5Ul70WvMGBgw6go-T3dZ6NE | https://www.caleffi.com/sites/default/files/file/38482_na_05.pdf
519566A | Differential Bypass 3/4" Press Fit | 100 | 128 | 8016615471205 | IT | 8481100090 | 2021-06-01 | Yes | https://www.caleffi.com/node/15142 | https://www.caleffi.com/sites/default/files/file/03511_16_na.pdf | https://www.caleffi.com/sites/default/files/styles/product_photo/public/file/519609A.jpg?itok=Z4WMKyit | //www.youtube.com/embed/videoseries?list=PLuuV0ELkYb5Ul70WvMGBgw6go-T3dZ6NE | https://www.caleffi.com/sites/default/files/file/38482_na_05.pdf
519599A | Different. Bypass 3/4" SWT with 3/4" SWT | 100 | 112 | 8016615274745 | IT | 8481100090 | 2021-06-01 | Yes | https://www.caleffi.com/node/15142 | https://www.caleffi.com/sites/default/files/file/03511_16_na.pdf | https://www.caleffi.com/sites/default/files/styles/product_photo/public/file/519609A.jpg?itok=Z4WMKyit | //www.youtube.com/embed/videoseries?list=PLuuV0ELkYb5Ul70WvMGBgw6go-T3dZ6NE | https://www.caleffi.com/sites/default/files/file/38482_na_05.pdf
519600A | Differential Bypass 1" NPT with 1" NPT | 100 | 176 | 8016615962703 | IT | 8481100090 | 2021-06-01 | Yes | https://www.caleffi.com/node/15142 | https://www.caleffi.com/sites/default/files/file/03511_16_na.pdf | https://www.caleffi.com/sites/default/files/styles/product_photo/public/file/519609A.jpg?itok=Z4WMKyit | //www.youtube.com/embed/videoseries?list=PLuuV0ELkYb5Ul70WvMGBgw6go-T3dZ6NE | https://www.caleffi.com/sites/default/files/file/38482_na_05.pdf
519609A | Differential Bypass 1" NPT with 1" Sweat | 100 | 176 | 8016615962727 | IT | 8481100090 | 2021-06-01 | Yes | https://www.caleffi.com/node/15142 | https://www.caleffi.com/sites/default/files/file/03511_16_na.pdf | https://www.caleffi.com/sites/default/files/styles/product_photo/public/file/519609A.jpg?itok=Z4WMKyit | //www.youtube.com/embed/videoseries?list=PLuuV0ELkYb5Ul70WvMGBgw6go-T3dZ6NE | https://www.caleffi.com/sites/default/files/file/38482_na_05.pdf
519700A | Different. Bypass1-1/4" NPT w/1-1/4"NPT | 100 | 212 | 8016615962697 | IT | 8481100090 | 2021-06-01 | Yes | https://www.caleffi.com/node/15142 | https://www.caleffi.com/sites/default/files/file/03511_16_na.pdf | https://www.caleffi.com/sites/default/files/styles/product_photo/public/file/519609A.jpg?itok=Z4WMKyit | //www.youtube.com/embed/videoseries?list=PLuuV0ELkYb5Ul70WvMGBgw6go-T3dZ6NE | https://www.caleffi.com/sites/default/files/file/38482_na_05.pdf
519709A | Different. Bypass 1-1/4" NPT w/1-1/4"SWT | 100 | 212 | 8016615962710 | IT | 8481100090 | 2021-06-01 | Yes | https://www.caleffi.com/node/15142 | https://www.caleffi.com/sites/default/files/file/03511_16_na.pdf | https://www.caleffi.com/sites/default/files/styles/product_photo/public/file/519609A.jpg?itok=Z4WMKyit | //www.youtube.com/embed/videoseries?list=PLuuV0ELkYb5Ul70WvMGBgw6go-T3dZ6NE | https://www.caleffi.com/sites/default/files/file/38482_na_05.pdf
520051A | Angle body thermostatic mixing valve, 1" union conn. | 56 | 129 | 8016615576191 | IT | 8481809015 | 2021-06-01 | Yes | https://www.caleffi.com/node/52370 | https://www.caleffi.com/sites/default/files/file/03616-20na-1.pdf | https://www.caleffi.com/sites/default/files/styles/product_photo/public/file/520051a.jpg?itok=ysWgG8mB | //www.youtube.com/embed/videoseries?list=PLuuV0ELkYb5X0QhowDjCWTPwxKvBx4-oF
520051A | Angle body thermostatic mixing valve, 1" union conn. | 56 | 129 | 8016615576191 | IT | 8481809015 | 2021-06-01 | Yes | https://www.caleffi.com/node/52370 | https://www.caleffi.com/sites/default/files/file/03616-20na-1.pdf | https://www.caleffi.com/sites/default/files/styles/product_photo/public/file/520051a.jpg?itok=ysWgG8mB | //www.youtube.com/embed/videoseries?list=PLuuV0ELkYb5X0QhowDjCWTPwxKvBx4-oF
520410A | AngleMix™ 3- Way Mixing valve ½" NPT male union | 56 | 207 | 8016615657227 | IT | 8481809015 | 2021-06-01 | Yes | https://www.caleffi.com/node/60651 | https://www.caleffi.com/sites/default/files/file/03643-21na.pdf | https://www.caleffi.com/sites/default/files/styles/product_photo/public/file/520516a.jpg?itok=UzLFAonv | //www.youtube.com/embed/videoseries?list=PLuuV0ELkYb5WzBaVnP0LlaGdqj1Tv0Pqp | https://www.caleffi.com/sites/default/files/file/na10618-01.pdf
520410AC | AngleMix™ 3- Way Mixing valve ½" NPT male union, checks | 56 | 224 | 8016615657234 | IT | 8481809015 | 2021-06-01 | Yes | https://www.caleffi.com/node/60651 | https://www.caleffi.com/sites/default/files/file/03643-21na.pdf | https://www.caleffi.com/sites/default/files/styles/product_photo/public/file/520516a.jpg?itok=UzLFAonv | //www.youtube.com/embed/videoseries?list=PLuuV0ELkYb5WzBaVnP0LlaGdqj1Tv0Pqp | https://www.caleffi.com/sites/default/files/file/na10618-01.pdf
520416A | AngleMix™ 3- Way Mixing valve ½" press union | 56 | 210 | 8016615657241 | IT | 8481809015 | 2021-06-01 | Yes | https://www.caleffi.com/node/60651 | https://www.caleffi.com/sites/default/files/file/03643-21na.pdf | https://www.caleffi.com/sites/default/files/styles/product_photo/public/file/520516a.jpg?itok=UzLFAonv | //www.youtube.com/embed/videoseries?list=PLuuV0ELkYb5WzBaVnP0LlaGdqj1Tv0Pqp | https://www.caleffi.com/sites/default/files/file/na10618-01.pdf
520419A | AngleMix™ 3- Way Mixing valve ½" sweat union | 56 | 200 | 8016615657203 | IT | 8481809015 | 2021-06-01 | Yes | https://www.caleffi.com/node/60651 | https://www.caleffi.com/sites/default/files/file/03643-21na.pdf | https://www.caleffi.com/sites/default/files/styles/product_photo/public/file/520516a.jpg?itok=UzLFAonv | //www.youtube.com/embed/videoseries?list=PLuuV0ELkYb5WzBaVnP0LlaGdqj1Tv0Pqp | https://www.caleffi.com/sites/default/files/file/na10618-01.pdf
520419AC | AngleMix™ 3- Way Mixing valve ½" sweat union, checks | 56 | 216 | 8016615657210 | IT | 8481809015 | 2021-06-01 | Yes | https://www.caleffi.com/node/60651 | https://www.caleffi.com/sites/default/files/file/03643-21na.pdf | https://www.caleffi.com/sites/default/files/styles/product_photo/public/file/520516a.jpg?itok=UzLFAonv | //www.youtube.com/embed/videoseries?list=PLuuV0ELkYb5WzBaVnP0LlaGdqj1Tv0Pqp | https://www.caleffi.com/sites/default/files/file/na10618-01.pdf
520500AX | TankMixer™ 3-Way Mixing Valve 3/4" FNPT tank, 18" flex hose, cross, 3/4" MNPT system | 63 | 242 | 8016615576207 | IT | 8481809015 | 2021-06-01 | Yes | https://www.caleffi.com/node/52361 | https://www.caleffi.com/sites/default/files/file/03616-20na-1.pdf | https://www.caleffi.com/sites/default/files/styles/product_photo/public/file/520500ax.jpg?itok=bqykVF0d | //www.youtube.com/embed/videoseries?list=PLuuV0ELkYb5X0QhowDjCWTPwxKvBx4-oF | https://www.caleffi.com/sites/default/files/file/na10482-02.pdf
520506AX | TankMixer™ 3-Way Mixing Valve 3/4" FNPT tank, 18" flex hose, cross, 3/4" press system | 63 | 275 | 8016615576221 | IT | 8481809015 | 2021-06-01 | Yes | https://www.caleffi.com/node/52361 | https://www.caleffi.com/sites/default/files/file/03616-20na-1.pdf | https://www.caleffi.com/sites/default/files/styles/product_photo/public/file/520500ax.jpg?itok=bqykVF0d | //www.youtube.com/embed/videoseries?list=PLuuV0ELkYb5X0QhowDjCWTPwxKvBx4-oF | https://www.caleffi.com/sites/default/files/file/na10482-02.pdf
520509AX | TankMixer™ 3-Way Mixing Valve 3/4" FNPT tank, 18" flex hose, cross, 3/4" sweat system | 63 | 233 | 8016615576177 | IT | 8481809015 | 2021-06-01 | Yes | https://www.caleffi.com/node/52361 | https://www.caleffi.com/sites/default/files/file/03616-20na-1.pdf | https://www.caleffi.com/sites/default/files/styles/product_photo/public/file/520500ax.jpg?itok=bqykVF0d | //www.youtube.com/embed/videoseries?list=PLuuV0ELkYb5X0QhowDjCWTPwxKvBx4-oF | https://www.caleffi.com/sites/default/files/file/na10482-02.pdf
520510A | AngleMix™ 3- Way Mixing valve 3/4" NPT male union | 56 | 215 | 8016615657258 | IT | 8481809015 | 2021-06-01 | Yes | https://www.caleffi.com/node/60651 | https://www.caleffi.com/sites/default/files/file/03643-21na.pdf | https://www.caleffi.com/sites/default/files/styles/product_photo/public/file/520516a.jpg?itok=UzLFAonv | //www.youtube.com/embed/videoseries?list=PLuuV0ELkYb5WzBaVnP0LlaGdqj1Tv0Pqp | https://www.caleffi.com/sites/default/files/file/na10618-01.pdf
520510AC | AngleMix™ 3- Way Mixing valve 3/4" NPT male union, checks | 56 | 258 | 8016615657265 | IT | 8481809015 | 2021-06-01 | Yes | https://www.caleffi.com/node/60651 | https://www.caleffi.com/sites/default/files/file/03643-21na.pdf | https://www.caleffi.com/sites/default/files/styles/product_photo/public/file/520516a.jpg?itok=UzLFAonv | //www.youtube.com/embed/videoseries?list=PLuuV0ELkYb5WzBaVnP0LlaGdqj1Tv0Pqp | https://www.caleffi.com/sites/default/files/file/na10618-01.pdf
520510AX | TankMixer™ 3-Way Mixing Valve 3/4" FNPT tank, 18" flex hose, cross, 3/4" MNPT system, gauge | 63 | 275 | 8016615576214 | IT | 8481809015 | 2021-06-01 | Yes | https://www.caleffi.com/node/52366 | https://www.caleffi.com/sites/default/files/file/03616-20na-1.pdf | https://www.caleffi.com/sites/default/files/styles/product_photo/public/file/520516ax.jpg?itok=1Vs2Q71t | //www.youtube.com/embed/videoseries?list=PLuuV0ELkYb5X0QhowDjCWTPwxKvBx4-oF | https://www.caleffi.com/sites/default/files/file/na10482-02.pdf
520516A | AngleMix™ 3- Way Mixing valve 3/4" Press Temp Probe | 56 | 207 | 8016615613995 | IT | 8481809015 | 2021-06-01 | Yes | https://www.caleffi.com/node/60651 | https://www.caleffi.com/sites/default/files/file/03643-21na.pdf | https://www.caleffi.com/sites/default/files/styles/product_photo/public/file/520516a.jpg?itok=UzLFAonv | //www.youtube.com/embed/videoseries?list=PLuuV0ELkYb5WzBaVnP0LlaGdqj1Tv0Pqp | https://www.caleffi.com/sites/default/files/file/na10618-01.pdf
520516AC | AngleMix™ 3- Way Mixing valve 3/4" Press w/Check,Gaug | 56 | 232 | 8016615614008 | IT | 8481809015 | 2021-06-01 | Yes | https://www.caleffi.com/node/60651 | https://www.caleffi.com/sites/default/files/file/03643-21na.pdf | https://www.caleffi.com/sites/default/files/styles/product_photo/public/file/520516a.jpg?itok=UzLFAonv | //www.youtube.com/embed/videoseries?list=PLuuV0ELkYb5WzBaVnP0LlaGdqj1Tv0Pqp | https://www.caleffi.com/sites/default/files/file/na10618-01.pdf
520516AX | TankMixer™ 3-Way Mixing Valve 3/4" FNPT tank, 18" flex hose, cross, 3/4" press system, gauge | 63 | 310 | 8016615576245 | IT | 8481809015 | 2021-06-01 | Yes | https://www.caleffi.com/node/52366 | https://www.caleffi.com/sites/default/files/file/03616-20na-1.pdf | https://www.caleffi.com/sites/default/files/styles/product_photo/public/file/520516ax.jpg?itok=1Vs2Q71t | //www.youtube.com/embed/videoseries?list=PLuuV0ELkYb5X0QhowDjCWTPwxKvBx4-oF | https://www.caleffi.com/sites/default/files/file/na10482-02.pdf
520519A | AngleMix™ 3- Way Mixing valve 3/4" SWTw/probe | 56 | 215 | 8016615613971 | IT | 8481809015 | 2021-06-01 | Yes | https://www.caleffi.com/node/60651 | https://www.caleffi.com/sites/default/files/file/03643-21na.pdf | https://www.caleffi.com/sites/default/files/styles/product_photo/public/file/520516a.jpg?itok=UzLFAonv | //www.youtube.com/embed/videoseries?list=PLuuV0ELkYb5WzBaVnP0LlaGdqj1Tv0Pqp | https://www.caleffi.com/sites/default/files/file/na10618-01.pdf
520519AC | AngleMix™ 3- Way Mixing valve 3/4"SWTw/probe+chk | 56 | 239 | 8016615613988 | IT | 8481809015 | 2021-06-01 | Yes | https://www.caleffi.com/node/60651 | https://www.caleffi.com/sites/default/files/file/03643-21na.pdf | https://www.caleffi.com/sites/default/files/styles/product_photo/public/file/520516a.jpg?itok=UzLFAonv | //www.youtube.com/embed/videoseries?list=PLuuV0ELkYb5WzBaVnP0LlaGdqj1Tv0Pqp | https://www.caleffi.com/sites/default/files/file/na10618-01.pdf
520519AX | TankMixer™ 3-Way Mixing Valve 3/4" FNPT tank, 18" flex hose, cross, 3/4" sweat system, gauge | 63 | 267 | 8016615577884 | IT | 8481809015 | 2021-06-01 | Yes | https://www.caleffi.com/node/52366 | https://www.caleffi.com/sites/default/files/file/03616-20na-1.pdf | https://www.caleffi.com/sites/default/files/styles/product_photo/public/file/520516ax.jpg?itok=1Vs2Q71t | //www.youtube.com/embed/videoseries?list=PLuuV0ELkYb5X0QhowDjCWTPwxKvBx4-oF | https://www.caleffi.com/sites/default/files/file/na10482-02.pdf
520610A | AngleMix™ 3- Way Mixing valve 1" NPT male union | 56 | 297 | 8016615656480 | IT | 8481809015 | 2021-06-01 | Yes | https://www.caleffi.com/node/60651 | https://www.caleffi.com/sites/default/files/file/03643-21na.pdf | https://www.caleffi.com/sites/default/files/styles/product_photo/public/file/520516a.jpg?itok=UzLFAonv | //www.youtube.com/embed/videoseries?list=PLuuV0ELkYb5WzBaVnP0LlaGdqj1Tv0Pqp | https://www.caleffi.com/sites/default/files/file/na10618-01.pdf
520610AC | AngleMix™ 3- Way Mixing valve 1" NPT male union, check valves | 56 | 321 | 8016615656497 | IT | 8481809015 | 2021-06-01 | Yes | https://www.caleffi.com/node/60651 | https://www.caleffi.com/sites/default/files/file/03643-21na.pdf | https://www.caleffi.com/sites/default/files/styles/product_photo/public/file/520516a.jpg?itok=UzLFAonv | //www.youtube.com/embed/videoseries?list=PLuuV0ELkYb5WzBaVnP0LlaGdqj1Tv0Pqp | https://www.caleffi.com/sites/default/files/file/na10618-01.pdf
520616A | AngleMix™ 3- Way Mixing valve 1" press union | 56 | 301 | 8016615656503 | IT | 8481809015 | 2021-06-01 | Yes | https://www.caleffi.com/node/60651 | https://www.caleffi.com/sites/default/files/file/03643-21na.pdf | https://www.caleffi.com/sites/default/files/styles/product_photo/public/file/520516a.jpg?itok=UzLFAonv | //www.youtube.com/embed/videoseries?list=PLuuV0ELkYb5WzBaVnP0LlaGdqj1Tv0Pqp | https://www.caleffi.com/sites/default/files/file/na10618-01.pdf
520616AC | AngleMix™ 3- Way Mixing valve 1" press union, check valves | 56 | 326 | 8016615656572 | IT | 8481809015 | 2021-06-01 | Yes | https://www.caleffi.com/node/60651 | https://www.caleffi.com/sites/default/files/file/03643-21na.pdf | https://www.caleffi.com/sites/default/files/styles/product_photo/public/file/520516a.jpg?itok=UzLFAonv | //www.youtube.com/embed/videoseries?list=PLuuV0ELkYb5WzBaVnP0LlaGdqj1Tv0Pqp | https://www.caleffi.com/sites/default/files/file/na10618-01.pdf
520619A | AngleMix™ 3- Way Mixing valve 1" sweat union | 56 | 289 | 8016615656466 | IT | 8481809015 | 2021-06-01 | Yes | https://www.caleffi.com/node/60651 | https://www.caleffi.com/sites/default/files/file/03643-21na.pdf | https://www.caleffi.com/sites/default/files/styles/product_photo/public/file/520516a.jpg?itok=UzLFAonv | //www.youtube.com/embed/videoseries?list=PLuuV0ELkYb5WzBaVnP0LlaGdqj1Tv0Pqp | https://www.caleffi.com/sites/default/files/file/na10618-01.pdf
520619AC | AngleMix™ 3- Way Mixing valve 1" sweat union, check valves | 56 | 313 | 8016615656473 | IT | 8481809015 | 2021-06-01 | Yes | https://www.caleffi.com/node/60651 | https://www.caleffi.com/sites/default/files/file/03643-21na.pdf | https://www.caleffi.com/sites/default/files/styles/product_photo/public/file/520516a.jpg?itok=UzLFAonv | //www.youtube.com/embed/videoseries?list=PLuuV0ELkYb5WzBaVnP0LlaGdqj1Tv0Pqp | https://www.caleffi.com/sites/default/files/file/na10618-01.pdf
521101A | Mixing Valve without fitting | 55 | 129 | 8016615078572 | IT | 8481809015 | 2021-06-01 | Yes | https://www.caleffi.com/node/13742 | https://www.caleffi.com/sites/default/files/file/03617-19-1_na.pdf | https://www.caleffi.com/sites/default/files/styles/product_photo/public/file/521400a.jpg?itok=ixUKe-RE | //www.youtube.com/embed/videoseries?list=PLuuV0ELkYb5UnIC9Laitxgo59uGluIwXn | https://www.caleffi.com/sites/default/files/file/38476_na-13.pdf
521201A | SinkMixer anti-scald valve 3/8" compression | 58 | 105 | 8016615624779 | IT | 8481809015 | 2021-06-01 | Yes | https://www.caleffi.com/node/62694 | https://www.caleffi.com/sites/default/files/file/03641-20na-4-1120.pdf | https://www.caleffi.com/sites/default/files/styles/product_photo/public/file/5212.jpg?itok=mPUSUIRg | //www.youtube.com/embed/videoseries?list=PLuuV0ELkYb5Wzu04hbtHkuBiz1ugZV2Cd | https://www.caleffi.com/sites/default/files/file/h0007288-03-1120.pdf
521201AP | SinkMixer anti-scald valve 3/8" compression, fitting pkg | 58 | 107 | 8016615643701 | IT | 8481809015 | 2021-06-01 | Yes | https://www.caleffi.com/node/64376 | https://www.caleffi.com/sites/default/files/file/03641-20na-4-1120.pdf | https://www.caleffi.com/sites/default/files/styles/product_photo/public/file/5212p_0.jpg?itok=F2pxiX_i | //www.youtube.com/embed/videoseries?list=PLuuV0ELkYb5Wzu04hbtHkuBiz1ugZV2Cd | https://www.caleffi.com/sites/default/files/file/h0007288-03-1120.pdf
521301A | 5213 replacement body | 58 | 119 | 8016615097436 | IT | 8481809015 | 2021-06-01 | Yes | https://www.caleffi.com/node/53101 | https://www.caleffi.com/sites/default/files/file/03587-15na-0121.pdf | https://www.caleffi.com/sites/default/files/styles/product_photo/public/file/521347a-2.jpg?itok=_qfI3lkl
521333A | 3-Way ANTI-SCALD Mixing Valve 3/8" compression w/Check Valves | 58 | 146 | 8016615591811 | IT | 8481809015 | 2021-06-01 | Yes | https://www.caleffi.com/node/58976 | https://www.caleffi.com/sites/default/files/file/03587-15na-0121.pdf | https://www.caleffi.com/sites/default/files/styles/product_photo/public/file/521333a.jpg?itok=NTS2SRKd |  | https://www.caleffi.com/sites/default/files/file/38531-09.pdf
521342A | 3-Way ANTI-SCALD Mixing Valve 1/2" NPT w/Check Valves | 58 | 181 | 8016615339116 | IT | 8481809015 | 2021-06-01 | Yes | https://www.caleffi.com/node/13746 | https://www.caleffi.com/sites/default/files/file/03587-15na-0121.pdf | https://www.caleffi.com/sites/default/files/styles/product_photo/public/file/521342a-2.jpg?itok=SA593wZZ | //www.youtube.com/embed/videoseries?list=PLuuV0ELkYb5UTNAeRrLgL6p5NtW6yGKet | https://www.caleffi.com/sites/default/files/file/38531-09.pdf
521347A | 3-Way ANTI-SCALD Mixing Valve 1/2" PEX crimp w/Check Valves | 58 | 172 | 8016615576146 | IT | 8481309000 | 2021-06-01 | Yes | https://www.caleffi.com/node/53101 | https://www.caleffi.com/sites/default/files/file/03587-15na-0121.pdf | https://www.caleffi.com/sites/default/files/styles/product_photo/public/file/521347a-2.jpg?itok=_qfI3lkl |  | https://www.caleffi.com/sites/default/files/file/38531-09.pdf
521348A | 1/2" PEX exp, inlet check valves | 58 | 172 | 8016615615531 | IT | 8481809015 | 2021-06-01 | Yes | https://www.caleffi.com/node/53101 | https://www.caleffi.com/sites/default/files/file/03587-15na-0121.pdf | https://www.caleffi.com/sites/default/files/styles/product_photo/public/file/521347a-2.jpg?itok=_qfI3lkl |  | https://www.caleffi.com/sites/default/files/file/38531-09.pdf
521349A | 3-Way ANTI-SCALD Mixing Valve 1/2" Sweat w/Check Valves | 58 | 172 | 8016615961843 | IT | 8481809015 | 2021-06-01 | Yes | https://www.caleffi.com/node/13744 | https://www.caleffi.com/sites/default/files/file/03587-15na-0121.pdf | https://www.caleffi.com/sites/default/files/styles/product_photo/public/file/521349a-2.jpg?itok=4QJKKdg6 | //www.youtube.com/embed/videoseries?list=PLuuV0ELkYb5UTNAeRrLgL6p5NtW6yGKet | https://www.caleffi.com/sites/default/files/file/38531-09.pdf
521352A | 3-Way ANTI-SCALD Mixing Valve 3/4" NPT w/Check Valves | 58 | 188 | 8016615961829 | IT | 8481809015 | 2021-06-01 | Yes | https://www.caleffi.com/node/13746 | https://www.caleffi.com/sites/default/files/file/03587-15na-0121.pdf | https://www.caleffi.com/sites/default/files/styles/product_photo/public/file/521342a-2.jpg?itok=SA593wZZ | //www.youtube.com/embed/videoseries?list=PLuuV0ELkYb5UTNAeRrLgL6p5NtW6yGKet | https://www.caleffi.com/sites/default/files/file/38531-09.pdf
521357A | 3-Way ANTI-SCALD Mixing Valve 3/4" PEX crimp w/Check Valves | 58 | 181 | 8016615576153 | IT | 8481309000 | 2021-06-01 | Yes | https://www.caleffi.com/node/53101 | https://www.caleffi.com/sites/default/files/file/03587-15na-0121.pdf | https://www.caleffi.com/sites/default/files/styles/product_photo/public/file/521347a-2.jpg?itok=_qfI3lkl |  | https://www.caleffi.com/sites/default/files/file/38531-09.pdf
521358A | 3/4" PEX exp, inlet check valves | 58 | 181 | 8016615615548 | IT | 8481809015 | 2021-06-01 | Yes | https://www.caleffi.com/node/53101 | https://www.caleffi.com/sites/default/files/file/03587-15na-0121.pdf | https://www.caleffi.com/sites/default/files/styles/product_photo/public/file/521347a-2.jpg?itok=_qfI3lkl |  | https://www.caleffi.com/sites/default/files/file/38531-09.pdf
521359A | 3-Way ANTI-SCALD Mixing Valve 3/4" Sweat w/Check Valves | 58 | 181 | 8016615961850 | IT | 8481809015 | 2021-06-01 | Yes | https://www.caleffi.com/node/13744 | https://www.caleffi.com/sites/default/files/file/03587-15na-0121.pdf | https://www.caleffi.com/sites/default/files/styles/product_photo/public/file/521349a-2.jpg?itok=4QJKKdg6 | //www.youtube.com/embed/videoseries?list=PLuuV0ELkYb5UTNAeRrLgL6p5NtW6yGKet | https://www.caleffi.com/sites/default/files/file/38531-09.pdf
521362A | 3-Way ANTI-SCALD Mixing Valve 1" NPT w/Check Valves | 58 | 223 | 8016615961836 | IT | 8481809015 | 2021-06-01 | Yes | https://www.caleffi.com/node/13746 | https://www.caleffi.com/sites/default/files/file/03587-15na-0121.pdf | https://www.caleffi.com/sites/default/files/styles/product_photo/public/file/521342a-2.jpg?itok=SA593wZZ | //www.youtube.com/embed/videoseries?list=PLuuV0ELkYb5UTNAeRrLgL6p5NtW6yGKet | https://www.caleffi.com/sites/default/files/file/38531-09.pdf
521367A | 3-Way ANTI-SCALD Mixing Valve 1" PEX crimp w/Check Valves | 58 | 215 | 8016615576160 | IT | 8481309000 | 2021-06-01 | Yes | https://www.caleffi.com/node/53101 | https://www.caleffi.com/sites/default/files/file/03587-15na-0121.pdf | https://www.caleffi.com/sites/default/files/styles/product_photo/public/file/521347a-2.jpg?itok=_qfI3lkl |  | https://www.caleffi.com/sites/default/files/file/38531-09.pdf
521368A | 1" PEX exp, inlet check valves | 58 | 215 | 8016615615555 | IT | 8481809015 | 2021-06-01 | Yes | https://www.caleffi.com/node/53101 | https://www.caleffi.com/sites/default/files/file/03587-15na-0121.pdf | https://www.caleffi.com/sites/default/files/styles/product_photo/public/file/521347a-2.jpg?itok=_qfI3lkl |  | https://www.caleffi.com/sites/default/files/file/38531-09.pdf
521369A | 3-way anti-scald mixing valve 1" SWT | 58 | 215 | 8016615961867 | IT | 8481809015 | 2021-06-01 | Yes | https://www.caleffi.com/node/13744 | https://www.caleffi.com/sites/default/files/file/03587-15na-0121.pdf | https://www.caleffi.com/sites/default/files/styles/product_photo/public/file/521349a-2.jpg?itok=4QJKKdg6 | //www.youtube.com/embed/videoseries?list=PLuuV0ELkYb5UTNAeRrLgL6p5NtW6yGKet | https://www.caleffi.com/sites/default/files/file/38531-09.pdf
521400A | MixCal™ 3-way Mixing Valve 1/2" NPT | 54 | 175 | 8016615961669 | IT | 8481809015 | 2021-06-01 | Yes | https://www.caleffi.com/node/13742 | https://www.caleffi.com/sites/default/files/file/03617-19-1_na.pdf | https://www.caleffi.com/sites/default/files/styles/product_photo/public/file/521400a.jpg?itok=ixUKe-RE | //www.youtube.com/embed/videoseries?list=PLuuV0ELkYb5UnIC9Laitxgo59uGluIwXn | https://www.caleffi.com/sites/default/files/file/38476_na-13.pdf
521400AC | MixCal™ 3-Way Mixing Valve 1/2" NPT w/Check Valves | 54 | 193 | 8016615319965 | IT | 8481809015 | 2021-06-01 | Yes | https://www.caleffi.com/node/13742 | https://www.caleffi.com/sites/default/files/file/03617-19-1_na.pdf | https://www.caleffi.com/sites/default/files/styles/product_photo/public/file/521400a.jpg?itok=ixUKe-RE | //www.youtube.com/embed/videoseries?list=PLuuV0ELkYb5UnIC9Laitxgo59uGluIwXn | https://www.caleffi.com/sites/default/files/file/38476_na-13.pdf
521406A | MixCal™ 3-way Mixing Valve 1/2" Press | 54 | 179 | 8016615551310 | IT | 8481809015 | 2021-06-01 | Yes | https://www.caleffi.com/node/25431 | https://www.caleffi.com/sites/default/files/file/03617-19-1_na.pdf | https://www.caleffi.com/sites/default/files/styles/product_photo/public/file/521516a.jpg?itok=gdgoz1n5 | //www.youtube.com/embed/videoseries?list=PLuuV0ELkYb5UnIC9Laitxgo59uGluIwXn | https://www.caleffi.com/sites/default/files/file/38476_na-13.pdf
521407A | MixCal™ 3-way Mixing Valve 1/2" PEX crimp | 54 | 168 | 8016615576016 | IT | 8481809015 | 2021-06-01 | Yes | https://www.caleffi.com/node/53017 | https://www.caleffi.com/sites/default/files/file/03617-19-1_na.pdf | https://www.caleffi.com/sites/default/files/styles/product_photo/public/file/521407a.jpg?itok=Jybn9R4w | //www.youtube.com/embed/videoseries?list=PLuuV0ELkYb5UnIC9Laitxgo59uGluIwXn | https://www.caleffi.com/sites/default/files/file/38476_na-13.pdf
521407AC | MixCal™ 3-Way Mixing Valve 1/2" PEX crimp w/Check Valves | 54 | 186 | 8016615576023 | IT | 8481809015 | 2021-06-01 | Yes | https://www.caleffi.com/node/53017 | https://www.caleffi.com/sites/default/files/file/03617-19-1_na.pdf | https://www.caleffi.com/sites/default/files/styles/product_photo/public/file/521407a.jpg?itok=Jybn9R4w | //www.youtube.com/embed/videoseries?list=PLuuV0ELkYb5UnIC9Laitxgo59uGluIwXn | https://www.caleffi.com/sites/default/files/file/38476_na-13.pdf
521408A | MixCal™ 3-way Mixing Valve 1/2" PEX expansion | 54 | 168 | 8016615615401 | IT | 8481809015 | 2021-06-01 | Yes | https://www.caleffi.com/node/53017 | https://www.caleffi.com/sites/default/files/file/03617-19-1_na.pdf | https://www.caleffi.com/sites/default/files/styles/product_photo/public/file/521407a.jpg?itok=Jybn9R4w | //www.youtube.com/embed/videoseries?list=PLuuV0ELkYb5UnIC9Laitxgo59uGluIwXn | https://www.caleffi.com/sites/default/files/file/38476_na-13.pdf
521408AC | MixCal™ 3-Way Mixing Valve 1/2" Pex Expansion w/Check Valves | 54 | 186 | 8016615615418 | IT | 8481809015 | 2021-06-01 | Yes | https://www.caleffi.com/node/53017 | https://www.caleffi.com/sites/default/files/file/03617-19-1_na.pdf | https://www.caleffi.com/sites/default/files/styles/product_photo/public/file/521407a.jpg?itok=Jybn9R4w | //www.youtube.com/embed/videoseries?list=PLuuV0ELkYb5UnIC9Laitxgo59uGluIwXn | https://www.caleffi.com/sites/default/files/file/38476_na-13.pdf
521409A | MixCal™ 3-way Mixing Valve 1/2" Sweat | 54 | 168 | 8016615961690 | IT | 8481809015 | 2021-06-01 | Yes | https://www.caleffi.com/node/13672 | https://www.caleffi.com/sites/default/files/file/03617-19-1_na.pdf | https://www.caleffi.com/sites/default/files/styles/product_photo/public/file/521409a.jpg?itok=DaaGE56w | //www.youtube.com/embed/videoseries?list=PLuuV0ELkYb5UnIC9Laitxgo59uGluIwXn | https://www.caleffi.com/sites/default/files/file/38476_na-13.pdf
521409AC | MixCal™ 3-Way Mixing Valve 1/2" Sweat w/Check Valves | 54 | 186 | 8016615319972 | IT | 8481809015 | 2021-06-01 | Yes | https://www.caleffi.com/node/13672 | https://www.caleffi.com/sites/default/files/file/03617-19-1_na.pdf | https://www.caleffi.com/sites/default/files/styles/product_photo/public/file/521409a.jpg?itok=DaaGE56w | //www.youtube.com/embed/videoseries?list=PLuuV0ELkYb5UnIC9Laitxgo59uGluIwXn | https://www.caleffi.com/sites/default/files/file/38476_na-13.pdf
521410A | MixCal™ 3-way Mixing Valve 1/2" NPT w/ Temp Gauge | 54 | 207 | 8016615507621 | IT | 8481809015 | 2021-06-01 | Yes | https://www.caleffi.com/node/29436 | https://www.caleffi.com/sites/default/files/file/03617-19-1_na.pdf | https://www.caleffi.com/sites/default/files/styles/product_photo/public/file/521510a.jpg?itok=IIiirQkg | //www.youtube.com/embed/videoseries?list=PLuuV0ELkYb5UnIC9Laitxgo59uGluIwXn | https://www.caleffi.com/sites/default/files/file/38476_na-13.pdf
521410AC | MixCal™ 3-way Mixing Valve 1/2" NPT w/Check Valves & Temp Gauge | 54 | 224 | 8016615507638 | IT | 8481809015 | 2021-06-01 | Yes | https://www.caleffi.com/node/29436 | https://www.caleffi.com/sites/default/files/file/03617-19-1_na.pdf | https://www.caleffi.com/sites/default/files/styles/product_photo/public/file/521510a.jpg?itok=IIiirQkg | //www.youtube.com/embed/videoseries?list=PLuuV0ELkYb5UnIC9Laitxgo59uGluIwXn | https://www.caleffi.com/sites/default/files/file/38476_na-13.pdf
521416A | MixCal™ 3-way Mixing Valve 1/2" Press w/ Temp Gauge | 54 | 210 | 8016615551334 | IT | 8481809015 | 2021-06-01 | Yes | https://www.caleffi.com/node/25431 | https://www.caleffi.com/sites/default/files/file/03617-19-1_na.pdf | https://www.caleffi.com/sites/default/files/styles/product_photo/public/file/521516a.jpg?itok=gdgoz1n5 | //www.youtube.com/embed/videoseries?list=PLuuV0ELkYb5UnIC9Laitxgo59uGluIwXn | https://www.caleffi.com/sites/default/files/file/38476_na-13.pdf
521417A | MixCal™ 3-way Mixing Valve 1/2" PEX crimp w/ Temp Gauge | 54 | 200 | 8016615576030 | IT | 8481809015 | 2021-06-01 | Yes | https://www.caleffi.com/node/53017 | https://www.caleffi.com/sites/default/files/file/03617-19-1_na.pdf | https://www.caleffi.com/sites/default/files/styles/product_photo/public/file/521407a.jpg?itok=Jybn9R4w | //www.youtube.com/embed/videoseries?list=PLuuV0ELkYb5UnIC9Laitxgo59uGluIwXn | https://www.caleffi.com/sites/default/files/file/38476_na-13.pdf
521417AC | MixCal™ 3-way Mixing Valve 1/2" PEX crimp w/Check Valves & Temp Gauge | 54 | 216 | 8016615576047 | IT | 8481809015 | 2021-06-01 | Yes | https://www.caleffi.com/node/53017 | https://www.caleffi.com/sites/default/files/file/03617-19-1_na.pdf | https://www.caleffi.com/sites/default/files/styles/product_photo/public/file/521407a.jpg?itok=Jybn9R4w | //www.youtube.com/embed/videoseries?list=PLuuV0ELkYb5UnIC9Laitxgo59uGluIwXn | https://www.caleffi.com/sites/default/files/file/38476_na-13.pdf
521418A | MixCal™ 3-way Mixing Valve 1/2" Pex Expansion w/ Temp Gauge | 54 | 200 | 8016615615463 | IT | 8481809015 | 2021-06-01 | Yes | https://www.caleffi.com/node/53017 | https://www.caleffi.com/sites/default/files/file/03617-19-1_na.pdf | https://www.caleffi.com/sites/default/files/styles/product_photo/public/file/521407a.jpg?itok=Jybn9R4w | //www.youtube.com/embed/videoseries?list=PLuuV0ELkYb5UnIC9Laitxgo59uGluIwXn | https://www.caleffi.com/sites/default/files/file/38476_na-13.pdf
521418AC | MixCal™ 3-way Mixing Valve 1/2" Pex Expansion w/Check Valves & Temp Gauge | 54 | 216 | 8016615615470 | IT | 8481809015 | 2021-06-01 | Yes | https://www.caleffi.com/node/53017 | https://www.caleffi.com/sites/default/files/file/03617-19-1_na.pdf | https://www.caleffi.com/sites/default/files/styles/product_photo/public/file/521407a.jpg?itok=Jybn9R4w | //www.youtube.com/embed/videoseries?list=PLuuV0ELkYb5UnIC9Laitxgo59uGluIwXn | https://www.caleffi.com/sites/default/files/file/38476_na-13.pdf
521419A | MixCal™ 3-way Mixing Valve 1/2" Sweat w/ Temp Gauge | 54 | 200 | 8016615441598 | IT | 8481809015 | 2021-06-01 | Yes | https://www.caleffi.com/node/13678 | https://www.caleffi.com/sites/default/files/file/03617-19-1_na.pdf | https://www.caleffi.com/sites/default/files/styles/product_photo/public/file/521519a.jpg?itok=DfiaEMNw | //www.youtube.com/embed/videoseries?list=PLuuV0ELkYb5UnIC9Laitxgo59uGluIwXn | https://www.caleffi.com/sites/default/files/file/38476_na-13.pdf
521419AC | MixCal™ 3-way Mixing Valve 1/2" Sweat w/Check Valves & Temp Gauge | 54 | 216 | 8016615441604 | IT | 8481809015 | 2021-06-01 | Yes | https://www.caleffi.com/node/13678 | https://www.caleffi.com/sites/default/files/file/03617-19-1_na.pdf | https://www.caleffi.com/sites/default/files/styles/product_photo/public/file/521519a.jpg?itok=DfiaEMNw | //www.youtube.com/embed/videoseries?list=PLuuV0ELkYb5UnIC9Laitxgo59uGluIwXn | https://www.caleffi.com/sites/default/files/file/38476_na-13.pdf
521500A | MixCal™ 3-way Mixing Valve 3/4" NPT | 54 | 184 | 8016615961676 | IT | 8481809015 | 2021-06-01 | Yes | https://www.caleffi.com/node/13742 | https://www.caleffi.com/sites/default/files/file/03617-19-1_na.pdf | https://www.caleffi.com/sites/default/files/styles/product_photo/public/file/521400a.jpg?itok=ixUKe-RE | //www.youtube.com/embed/videoseries?list=PLuuV0ELkYb5UnIC9Laitxgo59uGluIwXn | https://www.caleffi.com/sites/default/files/file/38476_na-13.pdf
521500AC | MixCal™ 3-Way Mixing Valve 3/4" NPT w/Check Valves | 54 | 209 | 8016615319989 | IT | 8481809015 | 2021-06-01 | Yes | https://www.caleffi.com/node/13742 | https://www.caleffi.com/sites/default/files/file/03617-19-1_na.pdf | https://www.caleffi.com/sites/default/files/styles/product_photo/public/file/521400a.jpg?itok=ixUKe-RE | //www.youtube.com/embed/videoseries?list=PLuuV0ELkYb5UnIC9Laitxgo59uGluIwXn | https://www.caleffi.com/sites/default/files/file/38476_na-13.pdf
521506A | MixCal™ 3-way Mixing Valve 3/4" Press | 54 | 184 | 8016615507386 | IT | 8481809015 | 2021-06-01 | Yes | https://www.caleffi.com/node/25431 | https://www.caleffi.com/sites/default/files/file/03617-19-1_na.pdf | https://www.caleffi.com/sites/default/files/styles/product_photo/public/file/521516a.jpg?itok=gdgoz1n5 | //www.youtube.com/embed/videoseries?list=PLuuV0ELkYb5UnIC9Laitxgo59uGluIwXn | https://www.caleffi.com/sites/default/files/file/38476_na-13.pdf
521506AC | MixCal™ 3-way Mixing Valve 3/4" Press w/Check Valves | 54 | 227 | 8016615551372 | IT | 8481809015 | 2021-06-01 | Yes | https://www.caleffi.com/node/25431 | https://www.caleffi.com/sites/default/files/file/03617-19-1_na.pdf | https://www.caleffi.com/sites/default/files/styles/product_photo/public/file/521516a.jpg?itok=gdgoz1n5 | //www.youtube.com/embed/videoseries?list=PLuuV0ELkYb5UnIC9Laitxgo59uGluIwXn | https://www.caleffi.com/sites/default/files/file/38476_na-13.pdf
521507A | MixCal™ 3-way Mixing Valve 3/4" PEX crimp | 54 | 175 | 8016615576054 | IT | 8481809015 | 2021-06-01 | Yes | https://www.caleffi.com/node/53017 | https://www.caleffi.com/sites/default/files/file/03617-19-1_na.pdf | https://www.caleffi.com/sites/default/files/styles/product_photo/public/file/521407a.jpg?itok=Jybn9R4w | //www.youtube.com/embed/videoseries?list=PLuuV0ELkYb5UnIC9Laitxgo59uGluIwXn | https://www.caleffi.com/sites/default/files/file/38476_na-13.pdf
521507AC | MixCal™ 3-Way Mixing Valve 3/4" PEX crimp w/Check Valves | 54 | 202 | 8016615576061 | IT | 8481809015 | 2021-06-01 | Yes | https://www.caleffi.com/node/53017 | https://www.caleffi.com/sites/default/files/file/03617-19-1_na.pdf | https://www.caleffi.com/sites/default/files/styles/product_photo/public/file/521407a.jpg?itok=Jybn9R4w | //www.youtube.com/embed/videoseries?list=PLuuV0ELkYb5UnIC9Laitxgo59uGluIwXn | https://www.caleffi.com/sites/default/files/file/38476_na-13.pdf
521508A | MixCal™ 3-way Mixing Valve 3/4" Pex Expansion | 54 | 175 | 8016615615425 | IT | 8481809015 | 2021-06-01 | Yes | https://www.caleffi.com/node/53017 | https://www.caleffi.com/sites/default/files/file/03617-19-1_na.pdf | https://www.caleffi.com/sites/default/files/styles/product_photo/public/file/521407a.jpg?itok=Jybn9R4w | //www.youtube.com/embed/videoseries?list=PLuuV0ELkYb5UnIC9Laitxgo59uGluIwXn | https://www.caleffi.com/sites/default/files/file/38476_na-13.pdf
521508AC | MixCal™ 3-Way Mixing Valve 3/4" Pex Expansion w/Check Valves | 54 | 202 | 8016615615432 | IT | 8481809015 | 2021-06-01 | Yes | https://www.caleffi.com/node/53017 | https://www.caleffi.com/sites/default/files/file/03617-19-1_na.pdf | https://www.caleffi.com/sites/default/files/styles/product_photo/public/file/521407a.jpg?itok=Jybn9R4w | //www.youtube.com/embed/videoseries?list=PLuuV0ELkYb5UnIC9Laitxgo59uGluIwXn | https://www.caleffi.com/sites/default/files/file/38476_na-13.pdf
521509A | MixCal™ 3-way Mixing Valve 3/4" Sweat | 54 | 175 | 8016615961706 | IT | 8481809015 | 2021-06-01 | Yes | https://www.caleffi.com/node/13672 | https://www.caleffi.com/sites/default/files/file/03617-19-1_na.pdf | https://www.caleffi.com/sites/default/files/styles/product_photo/public/file/521409a.jpg?itok=DaaGE56w | //www.youtube.com/embed/videoseries?list=PLuuV0ELkYb5UnIC9Laitxgo59uGluIwXn | https://www.caleffi.com/sites/default/files/file/38476_na-13.pdf
521509AC | MixCal™ 3-Way Mixing Valve 3/4" Sweat w/Check Valves | 54 | 202 | 8016615315882 | IT | 8481809015 | 2021-06-01 | Yes | https://www.caleffi.com/node/13672 | https://www.caleffi.com/sites/default/files/file/03617-19-1_na.pdf | https://www.caleffi.com/sites/default/files/styles/product_photo/public/file/521409a.jpg?itok=DaaGE56w | //www.youtube.com/embed/videoseries?list=PLuuV0ELkYb5UnIC9Laitxgo59uGluIwXn | https://www.caleffi.com/sites/default/files/file/38476_na-13.pdf
521510A | MixCal™ 3-way Mixing Valve 3/4" NPT w/ Temp Gauge | 54 | 215 | 8016615507645 | IT | 8481809015 | 2021-06-01 | Yes | https://www.caleffi.com/node/29436 | https://www.caleffi.com/sites/default/files/file/03617-19-1_na.pdf | https://www.caleffi.com/sites/default/files/styles/product_photo/public/file/521510a.jpg?itok=IIiirQkg | //www.youtube.com/embed/videoseries?list=PLuuV0ELkYb5UnIC9Laitxgo59uGluIwXn | https://www.caleffi.com/sites/default/files/file/38476_na-13.pdf
521510AC | MixCal™ 3-way Mixing Valve 3/4" NPT w/Check Valves & Temp Gauge | 54 | 239 | 8016615507652 | IT | 8481809015 | 2021-06-01 | Yes | https://www.caleffi.com/node/29436 | https://www.caleffi.com/sites/default/files/file/03617-19-1_na.pdf | https://www.caleffi.com/sites/default/files/styles/product_photo/public/file/521510a.jpg?itok=IIiirQkg | //www.youtube.com/embed/videoseries?list=PLuuV0ELkYb5UnIC9Laitxgo59uGluIwXn | https://www.caleffi.com/sites/default/files/file/38476_na-13.pdf
521516A | MixCal™ 3-way Mixing Valve 3/4" Press w/ Temp Gauge | 54 | 215 | 8016615497632 | IT | 8481809015 | 2021-06-01 | Yes | https://www.caleffi.com/node/25431 | https://www.caleffi.com/sites/default/files/file/03617-19-1_na.pdf | https://www.caleffi.com/sites/default/files/styles/product_photo/public/file/521516a.jpg?itok=gdgoz1n5 | //www.youtube.com/embed/videoseries?list=PLuuV0ELkYb5UnIC9Laitxgo59uGluIwXn | https://www.caleffi.com/sites/default/files/file/38476_na-13.pdf
521516AC | MixCal™ 3-way Mixing Valve 3/4" Press w/Check Valves & Temp Gauge | 54 | 258 | 8016615551389 | IT | 8481809015 | 2021-06-01 | Yes | https://www.caleffi.com/node/25431 | https://www.caleffi.com/sites/default/files/file/03617-19-1_na.pdf | https://www.caleffi.com/sites/default/files/styles/product_photo/public/file/521516a.jpg?itok=gdgoz1n5 | //www.youtube.com/embed/videoseries?list=PLuuV0ELkYb5UnIC9Laitxgo59uGluIwXn | https://www.caleffi.com/sites/default/files/file/38476_na-13.pdf
521517A | MixCal™ 3-way Mixing Valve 3/4" PEX crimp w/ Temp Gauge | 54 | 207 | 8016615576078 | IT | 8481809015 | 2021-06-01 | Yes | https://www.caleffi.com/node/53017 | https://www.caleffi.com/sites/default/files/file/03617-19-1_na.pdf | https://www.caleffi.com/sites/default/files/styles/product_photo/public/file/521407a.jpg?itok=Jybn9R4w | //www.youtube.com/embed/videoseries?list=PLuuV0ELkYb5UnIC9Laitxgo59uGluIwXn | https://www.caleffi.com/sites/default/files/file/38476_na-13.pdf
521517AC | MixCal™ 3-way Mixing Valve 3/4" PEX crimp w/Check Valves & Temp Gauge | 54 | 232 | 8016615576085 | IT | 8481809015 | 2021-06-01 | Yes | https://www.caleffi.com/node/53017 | https://www.caleffi.com/sites/default/files/file/03617-19-1_na.pdf | https://www.caleffi.com/sites/default/files/styles/product_photo/public/file/521407a.jpg?itok=Jybn9R4w | //www.youtube.com/embed/videoseries?list=PLuuV0ELkYb5UnIC9Laitxgo59uGluIwXn | https://www.caleffi.com/sites/default/files/file/38476_na-13.pdf
521518A | MixCal™ 3-way Mixing Valve 3/4" Pex Expansion w/ Temp Gauge | 54 | 207 | 8016615615487 | IT | 8481809015 | 2021-06-01 | Yes | https://www.caleffi.com/node/53017 | https://www.caleffi.com/sites/default/files/file/03617-19-1_na.pdf | https://www.caleffi.com/sites/default/files/styles/product_photo/public/file/521407a.jpg?itok=Jybn9R4w | //www.youtube.com/embed/videoseries?list=PLuuV0ELkYb5UnIC9Laitxgo59uGluIwXn | https://www.caleffi.com/sites/default/files/file/38476_na-13.pdf
521518AC | MixCal™ 3-way Mixing Valve 3/4" Pex Expansion w/Check Valves & Temp Gauge | 54 | 232 | 8016615615494 | IT | 8481809015 | 2021-06-01 | Yes | https://www.caleffi.com/node/53017 | https://www.caleffi.com/sites/default/files/file/03617-19-1_na.pdf | https://www.caleffi.com/sites/default/files/styles/product_photo/public/file/521407a.jpg?itok=Jybn9R4w | //www.youtube.com/embed/videoseries?list=PLuuV0ELkYb5UnIC9Laitxgo59uGluIwXn | https://www.caleffi.com/sites/default/files/file/38476_na-13.pdf
521519A | MixCal™ 3-way Mixing Valve 3/4" Sweat w/ Temp Gauge | 54 | 207 | 8016615241174 | IT | 8481809015 | 2021-06-01 | Yes | https://www.caleffi.com/node/13678 | https://www.caleffi.com/sites/default/files/file/03617-19-1_na.pdf | https://www.caleffi.com/sites/default/files/styles/product_photo/public/file/521519a.jpg?itok=DfiaEMNw | //www.youtube.com/embed/videoseries?list=PLuuV0ELkYb5UnIC9Laitxgo59uGluIwXn | https://www.caleffi.com/sites/default/files/file/38476_na-13.pdf
521519AC | MixCal™ 3-way Mixing Valve 3/4" Sweat w/Check Valves & Temp Gauge | 54 | 232 | 8016615320800 | IT | 8481809015 | 2021-06-01 | Yes | https://www.caleffi.com/node/13678 | https://www.caleffi.com/sites/default/files/file/03617-19-1_na.pdf | https://www.caleffi.com/sites/default/files/styles/product_photo/public/file/521519a.jpg?itok=DfiaEMNw | //www.youtube.com/embed/videoseries?list=PLuuV0ELkYb5UnIC9Laitxgo59uGluIwXn | https://www.caleffi.com/sites/default/files/file/38476_na-13.pdf
521600A | MixCal™ 3-way Mixing Valve 1" NPT | 54 | 217 | 8016615961683 | IT | 8481809015 | 2021-06-01 | Yes | https://www.caleffi.com/node/13742 | https://www.caleffi.com/sites/default/files/file/03617-19-1_na.pdf | https://www.caleffi.com/sites/default/files/styles/product_photo/public/file/521400a.jpg?itok=ixUKe-RE | //www.youtube.com/embed/videoseries?list=PLuuV0ELkYb5UnIC9Laitxgo59uGluIwXn | https://www.caleffi.com/sites/default/files/file/38476_na-13.pdf
521600AC | MixCal™ 3-Way Mixing Valve 1" NPT w/Check Valves | 54 | 243 | 8016615319996 | IT | 8481809015 | 2021-06-01 | Yes | https://www.caleffi.com/node/13742 | https://www.caleffi.com/sites/default/files/file/03617-19-1_na.pdf | https://www.caleffi.com/sites/default/files/styles/product_photo/public/file/521400a.jpg?itok=ixUKe-RE | //www.youtube.com/embed/videoseries?list=PLuuV0ELkYb5UnIC9Laitxgo59uGluIwXn | https://www.caleffi.com/sites/default/files/file/38476_na-13.pdf
521606A | MixCal™ 3-way Mixing Valve 1" Press | 54 | 222 | 8016615551396 | IT | 8481809015 | 2021-06-01 | Yes | https://www.caleffi.com/node/25431 | https://www.caleffi.com/sites/default/files/file/03617-19-1_na.pdf | https://www.caleffi.com/sites/default/files/styles/product_photo/public/file/521516a.jpg?itok=gdgoz1n5 | //www.youtube.com/embed/videoseries?list=PLuuV0ELkYb5UnIC9Laitxgo59uGluIwXn | https://www.caleffi.com/sites/default/files/file/38476_na-13.pdf
521606AC | MixCal™ 3-way Mixing Valve 1" Press, check | 54 | 242 | 8016615657272 | IT | 8481809015 | 2021-06-01 | Yes | https://www.caleffi.com/node/25431 | https://www.caleffi.com/sites/default/files/file/03617-19-1_na.pdf | https://www.caleffi.com/sites/default/files/styles/product_photo/public/file/521516a.jpg?itok=gdgoz1n5 | //www.youtube.com/embed/videoseries?list=PLuuV0ELkYb5UnIC9Laitxgo59uGluIwXn | https://www.caleffi.com/sites/default/files/file/38476_na-13.pdf
521607A | MixCal™ 3-way Mixing Valve 1" PEX crimp | 54 | 209 | 8016615576092 | IT | 8481809015 | 2021-06-01 | Yes | https://www.caleffi.com/node/53017 | https://www.caleffi.com/sites/default/files/file/03617-19-1_na.pdf | https://www.caleffi.com/sites/default/files/styles/product_photo/public/file/521407a.jpg?itok=Jybn9R4w | //www.youtube.com/embed/videoseries?list=PLuuV0ELkYb5UnIC9Laitxgo59uGluIwXn | https://www.caleffi.com/sites/default/files/file/38476_na-13.pdf
521607AC | MixCal™ 3-Way Mixing Valve 1" PEX crimp w/Check Valves | 54 | 234 | 8016615576115 | IT | 8481809015 | 2021-06-01 | Yes | https://www.caleffi.com/node/53017 | https://www.caleffi.com/sites/default/files/file/03617-19-1_na.pdf | https://www.caleffi.com/sites/default/files/styles/product_photo/public/file/521407a.jpg?itok=Jybn9R4w | //www.youtube.com/embed/videoseries?list=PLuuV0ELkYb5UnIC9Laitxgo59uGluIwXn | https://www.caleffi.com/sites/default/files/file/38476_na-13.pdf
521608A | MixCal™ 3-way Mixing Valve 1" Pex Expansion | 54 | 209 | 8016615615449 | IT | 8481809015 | 2021-06-01 | Yes | https://www.caleffi.com/node/53017 | https://www.caleffi.com/sites/default/files/file/03617-19-1_na.pdf | https://www.caleffi.com/sites/default/files/styles/product_photo/public/file/521407a.jpg?itok=Jybn9R4w | //www.youtube.com/embed/videoseries?list=PLuuV0ELkYb5UnIC9Laitxgo59uGluIwXn | https://www.caleffi.com/sites/default/files/file/38476_na-13.pdf
521608AC | MixCal™ 3-Way Mixing Valve 1" Pex Expansion w/Check Valves | 54 | 234 | 8016615615456 | IT | 8481809015 | 2021-06-01 | Yes | https://www.caleffi.com/node/53017 | https://www.caleffi.com/sites/default/files/file/03617-19-1_na.pdf | https://www.caleffi.com/sites/default/files/styles/product_photo/public/file/521407a.jpg?itok=Jybn9R4w | //www.youtube.com/embed/videoseries?list=PLuuV0ELkYb5UnIC9Laitxgo59uGluIwXn | https://www.caleffi.com/sites/default/files/file/38476_na-13.pdf
521609A | MixCal™ 3-way Mixing Valve 1" Sweat | 54 | 209 | 8016615961713 | IT | 8481809015 | 2021-06-01 | Yes | https://www.caleffi.com/node/13672 | https://www.caleffi.com/sites/default/files/file/03617-19-1_na.pdf | https://www.caleffi.com/sites/default/files/styles/product_photo/public/file/521409a.jpg?itok=DaaGE56w | //www.youtube.com/embed/videoseries?list=PLuuV0ELkYb5UnIC9Laitxgo59uGluIwXn | https://www.caleffi.com/sites/default/files/file/38476_na-13.pdf
521609AC | MixCal™ 3-Way Mixing Valve 1" Sweat w/Check Valves | 54 | 234 | 8016615320008 | IT | 8481809015 | 2021-06-01 | Yes | https://www.caleffi.com/node/13672 | https://www.caleffi.com/sites/default/files/file/03617-19-1_na.pdf | https://www.caleffi.com/sites/default/files/styles/product_photo/public/file/521409a.jpg?itok=DaaGE56w | //www.youtube.com/embed/videoseries?list=PLuuV0ELkYb5UnIC9Laitxgo59uGluIwXn | https://www.caleffi.com/sites/default/files/file/38476_na-13.pdf
521610A | MixCal™ 3-way Mixing Valve 1" NPT w/ Temp Gauge | 54 | 250 | 8016615507669 | IT | 8481809015 | 2021-06-01 | Yes | https://www.caleffi.com/node/29436 | https://www.caleffi.com/sites/default/files/file/03617-19-1_na.pdf | https://www.caleffi.com/sites/default/files/styles/product_photo/public/file/521510a.jpg?itok=IIiirQkg | //www.youtube.com/embed/videoseries?list=PLuuV0ELkYb5UnIC9Laitxgo59uGluIwXn | https://www.caleffi.com/sites/default/files/file/38476_na-13.pdf
521610AC | MixCal™ 3-way Mixing Valve 1" NPT w/Check Valves & Temp Gauge | 54 | 274 | 8016615507676 | IT | 8481809015 | 2021-06-01 | Yes | https://www.caleffi.com/node/29436 | https://www.caleffi.com/sites/default/files/file/03617-19-1_na.pdf | https://www.caleffi.com/sites/default/files/styles/product_photo/public/file/521510a.jpg?itok=IIiirQkg | //www.youtube.com/embed/videoseries?list=PLuuV0ELkYb5UnIC9Laitxgo59uGluIwXn | https://www.caleffi.com/sites/default/files/file/38476_na-13.pdf
521616A | MixCal™ 3-way Mixing Valve 1" Press w/ Temp Gauge | 54 | 254 | 8016615551402 | IT | 8481809015 | 2021-06-01 | Yes | https://www.caleffi.com/node/25431 | https://www.caleffi.com/sites/default/files/file/03617-19-1_na.pdf | https://www.caleffi.com/sites/default/files/styles/product_photo/public/file/521516a.jpg?itok=gdgoz1n5 | //www.youtube.com/embed/videoseries?list=PLuuV0ELkYb5UnIC9Laitxgo59uGluIwXn | https://www.caleffi.com/sites/default/files/file/38476_na-13.pdf
521616AC | MixCal™ 3-way Mixing Valve 1" Press w/ Check Valves & Temp Gauge | 54 | 273 | 8016615657289 | IT | 8481809015 | 2021-06-01 | Yes | https://www.caleffi.com/node/25431 | https://www.caleffi.com/sites/default/files/file/03617-19-1_na.pdf | https://www.caleffi.com/sites/default/files/styles/product_photo/public/file/521516a.jpg?itok=gdgoz1n5 | //www.youtube.com/embed/videoseries?list=PLuuV0ELkYb5UnIC9Laitxgo59uGluIwXn | https://www.caleffi.com/sites/default/files/file/38476_na-13.pdf
521617A | MixCal™ 3-way Mixing Valve 1" PEX crimp w/ Temp Gauge | 54 | 242 | 8016615576122 | IT | 8481809015 | 2021-06-01 | Yes | https://www.caleffi.com/node/53017 | https://www.caleffi.com/sites/default/files/file/03617-19-1_na.pdf | https://www.caleffi.com/sites/default/files/styles/product_photo/public/file/521407a.jpg?itok=Jybn9R4w | //www.youtube.com/embed/videoseries?list=PLuuV0ELkYb5UnIC9Laitxgo59uGluIwXn | https://www.caleffi.com/sites/default/files/file/38476_na-13.pdf
521617AC | MixCal™ 3-way Mixing Valve 1" PEX crimp w/Check Valves & Temp Gauge | 54 | 266 | 8016615576139 | IT | 8481809015 | 2021-06-01 | Yes | https://www.caleffi.com/node/53017 | https://www.caleffi.com/sites/default/files/file/03617-19-1_na.pdf | https://www.caleffi.com/sites/default/files/styles/product_photo/public/file/521407a.jpg?itok=Jybn9R4w | //www.youtube.com/embed/videoseries?list=PLuuV0ELkYb5UnIC9Laitxgo59uGluIwXn | https://www.caleffi.com/sites/default/files/file/38476_na-13.pdf
521618A | MixCal™ 3-way Mixing Valve 1" Pex Expansion w/ Temp Gauge | 54 | 242 | 8016615615500 | IT | 8481809015 | 2021-06-01 | Yes | https://www.caleffi.com/node/53017 | https://www.caleffi.com/sites/default/files/file/03617-19-1_na.pdf | https://www.caleffi.com/sites/default/files/styles/product_photo/public/file/521407a.jpg?itok=Jybn9R4w | //www.youtube.com/embed/videoseries?list=PLuuV0ELkYb5UnIC9Laitxgo59uGluIwXn | https://www.caleffi.com/sites/default/files/file/38476_na-13.pdf
521618AC | MixCal™ 3-way Mixing Valve 1" Pex Expansion w/Check Valves & Temp Gauge | 54 | 266 | 8016615615517 | IT | 8481809015 | 2021-06-01 | Yes | https://www.caleffi.com/node/53017 | https://www.caleffi.com/sites/default/files/file/03617-19-1_na.pdf | https://www.caleffi.com/sites/default/files/styles/product_photo/public/file/521407a.jpg?itok=Jybn9R4w | //www.youtube.com/embed/videoseries?list=PLuuV0ELkYb5UnIC9Laitxgo59uGluIwXn | https://www.caleffi.com/sites/default/files/file/38476_na-13.pdf
521619A | MixCal™ 3-way Mixing Valve 1" Sweat w/ Temp Gauge | 54 | 242 | 8016615306811 | IT | 8481809015 | 2021-06-01 | Yes | https://www.caleffi.com/node/13678 | https://www.caleffi.com/sites/default/files/file/03617-19-1_na.pdf | https://www.caleffi.com/sites/default/files/styles/product_photo/public/file/521519a.jpg?itok=DfiaEMNw | //www.youtube.com/embed/videoseries?list=PLuuV0ELkYb5UnIC9Laitxgo59uGluIwXn | https://www.caleffi.com/sites/default/files/file/38476_na-13.pdf
521619AC | MixCal™ 3-way Mixing Valve 1" Sweat w/Check Valves & Temp Gauge | 54 | 266 | 8016615320817 | IT | 8481809015 | 2021-06-01 | Yes | https://www.caleffi.com/node/13678 | https://www.caleffi.com/sites/default/files/file/03617-19-1_na.pdf | https://www.caleffi.com/sites/default/files/styles/product_photo/public/file/521519a.jpg?itok=DfiaEMNw | //www.youtube.com/embed/videoseries?list=PLuuV0ELkYb5UnIC9Laitxgo59uGluIwXn | https://www.caleffi.com/sites/default/files/file/38476_na-13.pdf
523160A | MixCal+™ High Flow 3-Way Mixing Valve 1" NPT | 57 | 1067 | 8016615471281 | IT | 8481809015 | 2021-06-01 | Yes | https://www.caleffi.com/node/13747 | https://www.caleffi.com/sites/default/files/file/03587-15na-0121.pdf | https://www.caleffi.com/sites/default/files/styles/product_photo/public/file/523160a.jpg?itok=cs1RNfL9 | //www.youtube.com/embed/videoseries?list=PLuuV0ELkYb5U-5XJQ47665Y61S-Y5JAfs | https://www.caleffi.com/sites/default/files/file/na10341-05.pdf
523166A | MixCal+™ High Flow 3-Way Mixing Valve 1" Press | 57 | 1124 | 8016615617108 | IT | 8481809015 | 2021-06-01 | Yes | https://www.caleffi.com/node/13826 | https://www.caleffi.com/sites/default/files/file/03587-15na-0121.pdf | https://www.caleffi.com/sites/default/files/styles/product_photo/public/file/523180a.jpg?itok=WoG45PTa | //www.youtube.com/embed/videoseries?list=PLuuV0ELkYb5U-5XJQ47665Y61S-Y5JAfs | https://www.caleffi.com/sites/default/files/file/na10341-05.pdf
523168A | MixCal+™ High Flow 3-Way Mixing Valve 1" Sweat | 57 | 1056 | 8016615471298 | IT | 8481809015 | 2021-06-01 | Yes | https://www.caleffi.com/node/13826 | https://www.caleffi.com/sites/default/files/file/03587-15na-0121.pdf | https://www.caleffi.com/sites/default/files/styles/product_photo/public/file/523180a.jpg?itok=WoG45PTa | //www.youtube.com/embed/videoseries?list=PLuuV0ELkYb5U-5XJQ47665Y61S-Y5JAfs | https://www.caleffi.com/sites/default/files/file/na10341-05.pdf
523170A | MixCal+™ High Flow 3-Way Mixing Valve 1 1/4" NPT | 57 | 1154 | 8016615471304 | IT | 8481809015 | 2021-06-01 | Yes | https://www.caleffi.com/node/13747 | https://www.caleffi.com/sites/default/files/file/03587-15na-0121.pdf | https://www.caleffi.com/sites/default/files/styles/product_photo/public/file/523160a.jpg?itok=cs1RNfL9 | //www.youtube.com/embed/videoseries?list=PLuuV0ELkYb5U-5XJQ47665Y61S-Y5JAfs | https://www.caleffi.com/sites/default/files/file/na10341-05.pdf
523176A | MixCal+™ High Flow 3-Way Mixing Valve 1 1/4" Press | 57 | 1175 | 8016615617115 | IT | 8481809015 | 2021-06-01 | Yes | https://www.caleffi.com/node/13826 | https://www.caleffi.com/sites/default/files/file/03587-15na-0121.pdf | https://www.caleffi.com/sites/default/files/styles/product_photo/public/file/523180a.jpg?itok=WoG45PTa | //www.youtube.com/embed/videoseries?list=PLuuV0ELkYb5U-5XJQ47665Y61S-Y5JAfs | https://www.caleffi.com/sites/default/files/file/na10341-05.pdf
523177A | MixCal+™ High Flow 3-Way Mixing Valve 1 1/4" Sweat w/ Temp Gauge | 57 | 1187 | 8016615471311 | IT | 8481809015 | 2021-06-01 | Yes | https://www.caleffi.com/node/13829 | https://www.caleffi.com/sites/default/files/file/03587-15na-0121.pdf | https://www.caleffi.com/sites/default/files/styles/product_photo/public/file/523177a.jpg?itok=ZImMFW-r | //www.youtube.com/embed/videoseries?list=PLuuV0ELkYb5U-5XJQ47665Y61S-Y5JAfs | https://www.caleffi.com/sites/default/files/file/na10341-05.pdf
523178A | MixCal+™ High Flow 3-Way Mixing Valve 1 1/4" Sweat | 57 | 1104 | 8016615424683 | IT | 8481809015 | 2021-06-01 | Yes | https://www.caleffi.com/node/13826 | https://www.caleffi.com/sites/default/files/file/03587-15na-0121.pdf | https://www.caleffi.com/sites/default/files/styles/product_photo/public/file/523180a.jpg?itok=WoG45PTa | //www.youtube.com/embed/videoseries?list=PLuuV0ELkYb5U-5XJQ47665Y61S-Y5JAfs | https://www.caleffi.com/sites/default/files/file/na10341-05.pdf
523179A | MixCal+™ High Flow 3-Way Mixing Valve Body Only 7.6Cv | 57 | 949 | 8016615424539 | IT | 8481809015 | 2021-06-01 | Yes | https://www.caleffi.com/node/53392 | https://www.caleffi.com/sites/default/files/file/03587-15na-0121.pdf | https://www.caleffi.com/sites/default/files/styles/product_photo/public/file/523179a.jpg?itok=dI3Zmtr9 | //www.youtube.com/embed/videoseries?list=PLuuV0ELkYb5U-5XJQ47665Y61S-Y5JAfs | https://www.caleffi.com/sites/default/files/file/na10341-05.pdf
523180A | MixCal+™ High Flow 3-Way Mixing Valve 1 1/2" NPT | 57 | 1700 | 8016615471328 | IT | 8481809015 | 2021-06-01 | Yes | https://www.caleffi.com/node/13747 | https://www.caleffi.com/sites/default/files/file/03587-15na-0121.pdf | https://www.caleffi.com/sites/default/files/styles/product_photo/public/file/523160a.jpg?itok=cs1RNfL9 | //www.youtube.com/embed/videoseries?list=PLuuV0ELkYb5U-5XJQ47665Y61S-Y5JAfs | https://www.caleffi.com/sites/default/files/file/na10341-05.pdf
523186A | MixCal+™ High Flow 3-Way Mixing Valve 1 1/2" Press | 57 | 1807 | 8016615617122 | IT | 8481809015 | 2021-06-01 | Yes | https://www.caleffi.com/node/13826 | https://www.caleffi.com/sites/default/files/file/03587-15na-0121.pdf | https://www.caleffi.com/sites/default/files/styles/product_photo/public/file/523180a.jpg?itok=WoG45PTa | //www.youtube.com/embed/videoseries?list=PLuuV0ELkYb5U-5XJQ47665Y61S-Y5JAfs | https://www.caleffi.com/sites/default/files/file/na10341-05.pdf
523188A | MixCal+™ High Flow 3-Way Mixing Valve 1 1/2" Sweat | 57 | 1659 | 8016615471335 | IT | 8481809015 | 2021-06-01 | Yes | https://www.caleffi.com/node/13826 | https://www.caleffi.com/sites/default/files/file/03587-15na-0121.pdf | https://www.caleffi.com/sites/default/files/styles/product_photo/public/file/523180a.jpg?itok=WoG45PTa | //www.youtube.com/embed/videoseries?list=PLuuV0ELkYb5U-5XJQ47665Y61S-Y5JAfs | https://www.caleffi.com/sites/default/files/file/na10341-05.pdf
523190A | MixCal+™ High Flow 3-Way Mixing Valve 2" NPT | 57 | 1788 | 8016615471342 | IT | 8481809015 | 2021-06-01 | Yes | https://www.caleffi.com/node/13747 | https://www.caleffi.com/sites/default/files/file/03587-15na-0121.pdf | https://www.caleffi.com/sites/default/files/styles/product_photo/public/file/523160a.jpg?itok=cs1RNfL9 | //www.youtube.com/embed/videoseries?list=PLuuV0ELkYb5U-5XJQ47665Y61S-Y5JAfs | https://www.caleffi.com/sites/default/files/file/na10341-05.pdf
523196A | MixCal+™ High Flow 3-Way Mixing Valve 2" Press | 57 | 2009 | 8016615617139 | IT | 8481809015 | 2021-06-01 | Yes | https://www.caleffi.com/node/13826 | https://www.caleffi.com/sites/default/files/file/03587-15na-0121.pdf | https://www.caleffi.com/sites/default/files/styles/product_photo/public/file/523180a.jpg?itok=WoG45PTa | //www.youtube.com/embed/videoseries?list=PLuuV0ELkYb5U-5XJQ47665Y61S-Y5JAfs | https://www.caleffi.com/sites/default/files/file/na10341-05.pdf
523198A | MixCal+™ High Flow 3-Way Mixing Valve 2" Sweat | 57 | 1744 | 8016615471359 | IT | 8481809015 | 2021-06-01 | Yes | https://www.caleffi.com/node/13826 | https://www.caleffi.com/sites/default/files/file/03587-15na-0121.pdf | https://www.caleffi.com/sites/default/files/styles/product_photo/public/file/523180a.jpg?itok=WoG45PTa | //www.youtube.com/embed/videoseries?list=PLuuV0ELkYb5U-5XJQ47665Y61S-Y5JAfs | https://www.caleffi.com/sites/default/files/file/na10341-05.pdf
523199A | MixCal+™ High Flow 3-Way Mixing Valve Body Only 14.2Cv | 57 | 1358 | 8016615424607 | IT | 8481809015 | 2021-06-01 | Yes | https://www.caleffi.com/node/53392 | https://www.caleffi.com/sites/default/files/file/03587-15na-0121.pdf | https://www.caleffi.com/sites/default/files/styles/product_photo/public/file/523179a.jpg?itok=dI3Zmtr9 | //www.youtube.com/embed/videoseries?list=PLuuV0ELkYb5U-5XJQ47665Y61S-Y5JAfs | https://www.caleffi.com/sites/default/files/file/na10341-05.pdf
533340HA | PressCal™ Compact PRV ASSE 1003, Single Union 1/2" NPT female union in, FNPT out | 79 | 92.6 | 8016615613339 | IT | 8481301090 | 2021-06-01 | Yes | https://www.caleffi.com/node/60680 | https://www.caleffi.com/sites/default/files/file/03568-20na-1.pdf | https://www.caleffi.com/sites/default/files/styles/product_photo/public/file/533340ha.jpg?itok=yui0_nkt | //www.youtube.com/embed/videoseries?list=PLuuV0ELkYb5U1Doj9PA1OUyeFCv4p1iKw | https://www.caleffi.com/sites/default/files/file/na10617-02.pdf
533341HA | PressCal™ Compact PRV ASSE 1003, Single Union 1/2" NPT female union in, FNPT out, gauge | 79 | 104.7 | 8016615613346 | IT | 8481301090 | 2021-06-01 | Yes | https://www.caleffi.com/node/60680 | https://www.caleffi.com/sites/default/files/file/03568-20na-1.pdf | https://www.caleffi.com/sites/default/files/styles/product_photo/public/file/533340ha.jpg?itok=yui0_nkt | //www.youtube.com/embed/videoseries?list=PLuuV0ELkYb5U1Doj9PA1OUyeFCv4p1iKw | https://www.caleffi.com/sites/default/files/file/na10617-02.pdf
533350HA | PressCal™ Compact PRV ASSE 1003, Single Union 3/4" NPT female union in, FNPT out | 79 | 99.5 | 8016615613438 | IT | 8481301090 | 2021-06-01 | Yes | https://www.caleffi.com/node/60680 | https://www.caleffi.com/sites/default/files/file/03568-20na-1.pdf | https://www.caleffi.com/sites/default/files/styles/product_photo/public/file/533340ha.jpg?itok=yui0_nkt | //www.youtube.com/embed/videoseries?list=PLuuV0ELkYb5U1Doj9PA1OUyeFCv4p1iKw | https://www.caleffi.com/sites/default/files/file/na10617-02.pdf
533351HA | PressCal™ Compact PRV ASSE 1003, Single Union 3/4" NPT female union in, FNPT out, gauge | 79 | 111 | 8016615613445 | IT | 8481301090 | 2021-06-01 | Yes | https://www.caleffi.com/node/60680 | https://www.caleffi.com/sites/default/files/file/03568-20na-1.pdf | https://www.caleffi.com/sites/default/files/styles/product_photo/public/file/533340ha.jpg?itok=yui0_nkt | //www.youtube.com/embed/videoseries?list=PLuuV0ELkYb5U1Doj9PA1OUyeFCv4p1iKw | https://www.caleffi.com/sites/default/files/file/na10617-02.pdf
533650HA | PressCal™ Compact PRV ASSE 1003, Single Union 3/4" press union in, FNPT out | 79 | 96.6 | 8016615613483 | IT | 8481301090 | 2021-06-01 | Yes | https://www.caleffi.com/node/60680 | https://www.caleffi.com/sites/default/files/file/03568-20na-1.pdf | https://www.caleffi.com/sites/default/files/styles/product_photo/public/file/533340ha.jpg?itok=yui0_nkt | //www.youtube.com/embed/videoseries?list=PLuuV0ELkYb5U1Doj9PA1OUyeFCv4p1iKw | https://www.caleffi.com/sites/default/files/file/na10617-02.pdf
533651HA | PressCal™ Compact PRV ASSE 1003, Single Union 3/4" press union in, FNPT out, gauge | 79 | 108 | 8016615613490 | IT | 8481301090 | 2021-06-01 | Yes | https://www.caleffi.com/node/60680 | https://www.caleffi.com/sites/default/files/file/03568-20na-1.pdf | https://www.caleffi.com/sites/default/files/styles/product_photo/public/file/533340ha.jpg?itok=yui0_nkt | //www.youtube.com/embed/videoseries?list=PLuuV0ELkYb5U1Doj9PA1OUyeFCv4p1iKw | https://www.caleffi.com/sites/default/files/file/na10617-02.pdf
533750HA | PressCal™ Compact PRV ASSE 1003, Single Union 3/4" PEX crimp union in, FNPT out | 79 | 92 | 8016615613506 | IT | 8481301090 | 2021-06-01 | Yes | https://www.caleffi.com/node/60680 | https://www.caleffi.com/sites/default/files/file/03568-20na-1.pdf | https://www.caleffi.com/sites/default/files/styles/product_photo/public/file/533340ha.jpg?itok=yui0_nkt | //www.youtube.com/embed/videoseries?list=PLuuV0ELkYb5U1Doj9PA1OUyeFCv4p1iKw | https://www.caleffi.com/sites/default/files/file/na10617-02.pdf
533751HA | PressCal™ Compact PRV ASSE 1003, Single Union 3/4" PEX crimp union in, FNPT out, gauge | 79 | 104.2 | 8016615613513 | IT | 8481301090 | 2021-06-01 | Yes | https://www.caleffi.com/node/60680 | https://www.caleffi.com/sites/default/files/file/03568-20na-1.pdf | https://www.caleffi.com/sites/default/files/styles/product_photo/public/file/533340ha.jpg?itok=yui0_nkt | //www.youtube.com/embed/videoseries?list=PLuuV0ELkYb5U1Doj9PA1OUyeFCv4p1iKw | https://www.caleffi.com/sites/default/files/file/na10617-02.pdf
533850HA | PressCal™ Compact PRV ASSE 1003, Single Union 3/4" PEX exp union in, FNPT out | 79 | 92 | 8016615613520 | IT | 8481301090 | 2021-06-01 | Yes | https://www.caleffi.com/node/60680 | https://www.caleffi.com/sites/default/files/file/03568-20na-1.pdf | https://www.caleffi.com/sites/default/files/styles/product_photo/public/file/533340ha.jpg?itok=yui0_nkt | //www.youtube.com/embed/videoseries?list=PLuuV0ELkYb5U1Doj9PA1OUyeFCv4p1iKw | https://www.caleffi.com/sites/default/files/file/na10617-02.pdf
533851HA | PressCal™ Compact PRV ASSE 1003, Single Union 3/4" PEX exp union in, FNPT out, gauge | 79 | 104.2 | 8016615613537 | IT | 8481301090 | 2021-06-01 | Yes | https://www.caleffi.com/node/60680 | https://www.caleffi.com/sites/default/files/file/03568-20na-1.pdf | https://www.caleffi.com/sites/default/files/styles/product_photo/public/file/533340ha.jpg?itok=yui0_nkt | //www.youtube.com/embed/videoseries?list=PLuuV0ELkYb5U1Doj9PA1OUyeFCv4p1iKw | https://www.caleffi.com/sites/default/files/file/na10617-02.pdf
533940HA | PressCal™ Compact PRV ASSE 1003, Single Union 1/2" sweat union in, FNPT out | 79 | 84.4 | 8016615613353 | IT | 8481301090 | 2021-06-01 | Yes | https://www.caleffi.com/node/60680 | https://www.caleffi.com/sites/default/files/file/03568-20na-1.pdf | https://www.caleffi.com/sites/default/files/styles/product_photo/public/file/533340ha.jpg?itok=yui0_nkt | //www.youtube.com/embed/videoseries?list=PLuuV0ELkYb5U1Doj9PA1OUyeFCv4p1iKw | https://www.caleffi.com/sites/default/files/file/na10617-02.pdf
533941HA | PressCal™ Compact PRV ASSE 1003, Single Union 1/2" sweat union in, FNPT out, gauge | 79 | 96.6 | 8016615613360 | IT | 8481301090 | 2021-06-01 | Yes | https://www.caleffi.com/node/60680 | https://www.caleffi.com/sites/default/files/file/03568-20na-1.pdf | https://www.caleffi.com/sites/default/files/styles/product_photo/public/file/533340ha.jpg?itok=yui0_nkt | //www.youtube.com/embed/videoseries?list=PLuuV0ELkYb5U1Doj9PA1OUyeFCv4p1iKw | https://www.caleffi.com/sites/default/files/file/na10617-02.pdf
533950HA | PressCal™ Compact PRV ASSE 1003, Single Union 3/4" sweat union in, FNPT out | 79 | 92 | 8016615613452 | IT | 8481301090 | 2021-06-01 | Yes | https://www.caleffi.com/node/60680 | https://www.caleffi.com/sites/default/files/file/03568-20na-1.pdf | https://www.caleffi.com/sites/default/files/styles/product_photo/public/file/533340ha.jpg?itok=yui0_nkt | //www.youtube.com/embed/videoseries?list=PLuuV0ELkYb5U1Doj9PA1OUyeFCv4p1iKw | https://www.caleffi.com/sites/default/files/file/na10617-02.pdf
533951HA | PressCal™ Compact PRV ASSE 1003, Single Union 3/4" sweat union in, FNPT out, gauge | 79 | 104.2 | 8016615613469 | IT | 8481301090 | 2021-06-01 | Yes | https://www.caleffi.com/node/60680 | https://www.caleffi.com/sites/default/files/file/03568-20na-1.pdf | https://www.caleffi.com/sites/default/files/styles/product_photo/public/file/533340ha.jpg?itok=yui0_nkt | //www.youtube.com/embed/videoseries?list=PLuuV0ELkYb5U1Doj9PA1OUyeFCv4p1iKw | https://www.caleffi.com/sites/default/files/file/na10617-02.pdf
535006HA | Replacement cartridge for 535HA 1/2", 3/4", 1" | 79 | 59.6 | 8016615569001 | IT | 8481100090 | 2021-06-01 | Yes | https://www.caleffi.com/node/53419 |  | https://www.caleffi.com/sites/default/files/styles/product_photo/public/file/535006ha.jpg?itok=k3wQN0w_
535009HA | Replacement cartridge for 535HA 1-1/4", 1-1/2", 2" | 79 | 180 | 8016615568998 | IT | 8481100090 | 2021-06-01 | Yes | https://www.caleffi.com/node/53419 |  | https://www.caleffi.com/sites/default/files/styles/product_photo/public/file/535006ha.jpg?itok=k3wQN0w_
535051A | AutoFill™ 3/4" Union NPT w/ Pressure Gauge | 89 | 138 | 8016615376777 | IT | 8481301090 | 2021-06-01 | Yes | https://www.caleffi.com/node/13859 |  | https://www.caleffi.com/sites/default/files/styles/product_photo/public/file/535051a.jpg?itok=8s-7t6Pb | //www.youtube.com/embed/videoseries?list=PLuuV0ELkYb5VA4ywYJqLnci1LPLkCiDPK | https://www.caleffi.com/sites/default/files/file/na38445_03.pdf
535056A | AutoFill™ 3/4" Union Press w/ Pressure Gauge | 89 | 141 | 8016615471212 | IT | 8481301090 | 2021-06-01 | Yes | https://www.caleffi.com/node/13859 |  | https://www.caleffi.com/sites/default/files/styles/product_photo/public/file/535051a.jpg?itok=8s-7t6Pb | //www.youtube.com/embed/videoseries?list=PLuuV0ELkYb5VA4ywYJqLnci1LPLkCiDPK | https://www.caleffi.com/sites/default/files/file/na38445_03.pdf
535057A | AutoFill™ 3/4" Union PEX crimp w/ Pressure Gauge | 89 | 135 | 8016615576559 | IT | 8481301090 | 2021-06-01 | Yes | https://www.caleffi.com/node/13859 |  | https://www.caleffi.com/sites/default/files/styles/product_photo/public/file/535051a.jpg?itok=8s-7t6Pb | //www.youtube.com/embed/videoseries?list=PLuuV0ELkYb5VA4ywYJqLnci1LPLkCiDPK | https://www.caleffi.com/sites/default/files/file/na38445_03.pdf
535058A | AutoFill™ 3/4" Union Pex Expansion w/ Pressure Gauge | 89 | 135 | 8016615617375 | IT | 8481301090 | 2021-06-01 | Yes | https://www.caleffi.com/node/13859 |  | https://www.caleffi.com/sites/default/files/styles/product_photo/public/file/535051a.jpg?itok=8s-7t6Pb | //www.youtube.com/embed/videoseries?list=PLuuV0ELkYb5VA4ywYJqLnci1LPLkCiDPK | https://www.caleffi.com/sites/default/files/file/na38445_03.pdf
535059A | AutoFill™ 3/4" Union Sweat w/ Pressure Gauge | 89 | 135 | 8016615376784 | IT | 8481301090 | 2021-06-01 | Yes | https://www.caleffi.com/node/13859 |  | https://www.caleffi.com/sites/default/files/styles/product_photo/public/file/535051a.jpg?itok=8s-7t6Pb | //www.youtube.com/embed/videoseries?list=PLuuV0ELkYb5VA4ywYJqLnci1LPLkCiDPK | https://www.caleffi.com/sites/default/files/file/na38445_03.pdf
535061A | AutoFill™ 1" Union MNPT w/ Pressure Gauge | 89 | 145 | 8016615588613 | IT | 8481301090 | 2021-06-01 | Yes | https://www.caleffi.com/node/13859 |  | https://www.caleffi.com/sites/default/files/styles/product_photo/public/file/535051a.jpg?itok=8s-7t6Pb | //www.youtube.com/embed/videoseries?list=PLuuV0ELkYb5VA4ywYJqLnci1LPLkCiDPK | https://www.caleffi.com/sites/default/files/file/na38445_03.pdf
535066A | AutoFill™ 1" Union Press w/ Pressure Gauge | 89 | 152 | 8016615551709 | IT | 8481301090 | 2021-06-01 | Yes | https://www.caleffi.com/node/13859 |  | https://www.caleffi.com/sites/default/files/styles/product_photo/public/file/535051a.jpg?itok=8s-7t6Pb | //www.youtube.com/embed/videoseries?list=PLuuV0ELkYb5VA4ywYJqLnci1LPLkCiDPK | https://www.caleffi.com/sites/default/files/file/na38445_03.pdf
535067A | AutoFill™ 1" Union PEX crimp w/ Pressure Gauge | 89 | 146 | 8016615576566 | IT | 8481301090 | 2021-06-01 | Yes | https://www.caleffi.com/node/13859 |  | https://www.caleffi.com/sites/default/files/styles/product_photo/public/file/535051a.jpg?itok=8s-7t6Pb | //www.youtube.com/embed/videoseries?list=PLuuV0ELkYb5VA4ywYJqLnci1LPLkCiDPK | https://www.caleffi.com/sites/default/files/file/na38445_03.pdf
535068A | AutoFill™ 1" Union Pex Expansion w/ Pressure Gauge | 89 | 146 | 8016615617382 | IT | 8481301090 | 2021-06-01 | Yes | https://www.caleffi.com/node/13859 |  | https://www.caleffi.com/sites/default/files/styles/product_photo/public/file/535051a.jpg?itok=8s-7t6Pb | //www.youtube.com/embed/videoseries?list=PLuuV0ELkYb5VA4ywYJqLnci1LPLkCiDPK | https://www.caleffi.com/sites/default/files/file/na38445_03.pdf
535069A | AutoFill™ 1" Union Sweat w/ Pressure Gauge | 89 | 144 | 8016615588620 | IT | 8481301090 | 2021-06-01 | Yes | https://www.caleffi.com/node/13859 |  | https://www.caleffi.com/sites/default/files/styles/product_photo/public/file/535051a.jpg?itok=8s-7t6Pb | //www.youtube.com/embed/videoseries?list=PLuuV0ELkYb5VA4ywYJqLnci1LPLkCiDPK | https://www.caleffi.com/sites/default/files/file/na38445_03.pdf
535340HA | PressCal™ PRV ASSE 1003, Female 1/2" NPT | 78 | 116 | 8016615549256 | IT | 8481301090 | 2021-06-01 | Yes | https://www.caleffi.com/node/44361 | https://www.caleffi.com/sites/default/files/file/03578-0919.pdf | https://www.caleffi.com/sites/default/files/styles/product_photo/public/file/535941ha.jpg?itok=h0_qRrq5 | //www.youtube.com/embed/videoseries?list=PLuuV0ELkYb5XFoeI9vZFUMaaeyLqIPWmi | https://www.caleffi.com/sites/default/files/file/na10397-04.pdf
535341HA | PressCal™ PRV ASSE 1003, Female 1/2" NPT w/ Pressure Gauge | 78 | 127 | 8016615549263 | IT | 8481301090 | 2021-06-01 | Yes | https://www.caleffi.com/node/44361 | https://www.caleffi.com/sites/default/files/file/03578-0919.pdf | https://www.caleffi.com/sites/default/files/styles/product_photo/public/file/535941ha.jpg?itok=h0_qRrq5 | //www.youtube.com/embed/videoseries?list=PLuuV0ELkYb5XFoeI9vZFUMaaeyLqIPWmi | https://www.caleffi.com/sites/default/files/file/na10397-04.pdf
535350HA | PressCal™ PRV ASSE 1003, Female 3/4" NPT | 78 | 124 | 8016615549270 | IT | 8481301090 | 2021-06-01 | Yes | https://www.caleffi.com/node/44361 | https://www.caleffi.com/sites/default/files/file/03578-0919.pdf | https://www.caleffi.com/sites/default/files/styles/product_photo/public/file/535941ha.jpg?itok=h0_qRrq5 | //www.youtube.com/embed/videoseries?list=PLuuV0ELkYb5XFoeI9vZFUMaaeyLqIPWmi | https://www.caleffi.com/sites/default/files/file/na10397-04.pdf
535351HA | PressCal™ PRV ASSE 1003, Female 3/4" NPT w/ Pressure Gauge | 78 | 135 | 8016615549287 | IT | 8481301090 | 2021-06-01 | Yes | https://www.caleffi.com/node/44361 | https://www.caleffi.com/sites/default/files/file/03578-0919.pdf | https://www.caleffi.com/sites/default/files/styles/product_photo/public/file/535941ha.jpg?itok=h0_qRrq5 | //www.youtube.com/embed/videoseries?list=PLuuV0ELkYb5XFoeI9vZFUMaaeyLqIPWmi | https://www.caleffi.com/sites/default/files/file/na10397-04.pdf
535360HA | PressCal™ PRV ASSE 1003, Female 1" NPT | 78 | 162 | 8016615549294 | IT | 8481301090 | 2021-06-01 | Yes | https://www.caleffi.com/node/44361 | https://www.caleffi.com/sites/default/files/file/03578-0919.pdf | https://www.caleffi.com/sites/default/files/styles/product_photo/public/file/535941ha.jpg?itok=h0_qRrq5 | //www.youtube.com/embed/videoseries?list=PLuuV0ELkYb5XFoeI9vZFUMaaeyLqIPWmi | https://www.caleffi.com/sites/default/files/file/na10397-04.pdf
535361HA | PressCal™ PRV ASSE 1003, Female 1" NPT w/ Pressure Gauge | 78 | 173 | 8016615549300 | IT | 8481301090 | 2021-06-01 | Yes | https://www.caleffi.com/node/44361 | https://www.caleffi.com/sites/default/files/file/03578-0919.pdf | https://www.caleffi.com/sites/default/files/styles/product_photo/public/file/535941ha.jpg?itok=h0_qRrq5 | //www.youtube.com/embed/videoseries?list=PLuuV0ELkYb5XFoeI9vZFUMaaeyLqIPWmi | https://www.caleffi.com/sites/default/files/file/na10397-04.pdf
535370HA | PressCal™ PRV ASSE 1003, Female 1 1/4" NPT | 78 | 345 | 8016615549317 | IT | 8481301090 | 2021-06-01 | Yes | https://www.caleffi.com/node/44361 | https://www.caleffi.com/sites/default/files/file/03578-0919.pdf | https://www.caleffi.com/sites/default/files/styles/product_photo/public/file/535941ha.jpg?itok=h0_qRrq5 | //www.youtube.com/embed/videoseries?list=PLuuV0ELkYb5XFoeI9vZFUMaaeyLqIPWmi | https://www.caleffi.com/sites/default/files/file/na10397-04.pdf
535371HA | PressCal™ PRV ASSE 1003, Female 1 1/4" NPT w/ Pressure Gauge | 78 | 357 | 8016615549324 | IT | 8481301090 | 2021-06-01 | Yes | https://www.caleffi.com/node/44361 | https://www.caleffi.com/sites/default/files/file/03578-0919.pdf | https://www.caleffi.com/sites/default/files/styles/product_photo/public/file/535941ha.jpg?itok=h0_qRrq5 | //www.youtube.com/embed/videoseries?list=PLuuV0ELkYb5XFoeI9vZFUMaaeyLqIPWmi | https://www.caleffi.com/sites/default/files/file/na10397-04.pdf
535380HA | PressCal™ PRV ASSE 1003, Female 1 1/2" NPT | 78 | 498 | 8016615576290 | IT | 8481301090 | 2021-06-01 | Yes | https://www.caleffi.com/node/44361 | https://www.caleffi.com/sites/default/files/file/03578-0919.pdf | https://www.caleffi.com/sites/default/files/styles/product_photo/public/file/535941ha.jpg?itok=h0_qRrq5 | //www.youtube.com/embed/videoseries?list=PLuuV0ELkYb5XFoeI9vZFUMaaeyLqIPWmi | https://www.caleffi.com/sites/default/files/file/na10397-04.pdf
535381HA | PressCal™ PRV ASSE 1003, Female 1 1/2" NPT w/ Pressure Gauge | 78 | 509 | 8016615576306 | IT | 8481301090 | 2021-06-01 | Yes | https://www.caleffi.com/node/44361 | https://www.caleffi.com/sites/default/files/file/03578-0919.pdf | https://www.caleffi.com/sites/default/files/styles/product_photo/public/file/535941ha.jpg?itok=h0_qRrq5 | //www.youtube.com/embed/videoseries?list=PLuuV0ELkYb5XFoeI9vZFUMaaeyLqIPWmi | https://www.caleffi.com/sites/default/files/file/na10397-04.pdf
535390HA | PressCal™ PRV ASSE 1003, Female 2" NPT | 78 | 611 | 8016615576337 | IT | 8481301090 | 2021-06-01 | Yes | https://www.caleffi.com/node/44361 | https://www.caleffi.com/sites/default/files/file/03578-0919.pdf | https://www.caleffi.com/sites/default/files/styles/product_photo/public/file/535941ha.jpg?itok=h0_qRrq5 | //www.youtube.com/embed/videoseries?list=PLuuV0ELkYb5XFoeI9vZFUMaaeyLqIPWmi | https://www.caleffi.com/sites/default/files/file/na10397-04.pdf
535391HA | PressCal™ PRV ASSE 1003, Female 2" NPT w/ Pressure Gauge | 78 | 623 | 8016615576344 | IT | 8481301090 | 2021-06-01 | Yes | https://www.caleffi.com/node/44361 | https://www.caleffi.com/sites/default/files/file/03578-0919.pdf | https://www.caleffi.com/sites/default/files/styles/product_photo/public/file/535941ha.jpg?itok=h0_qRrq5 | //www.youtube.com/embed/videoseries?list=PLuuV0ELkYb5XFoeI9vZFUMaaeyLqIPWmi | https://www.caleffi.com/sites/default/files/file/na10397-04.pdf
535550HA | PressCal™ PRV ASSE 1003, 3/4" PEX Expansion | 78 | 116 | 8016615615777 | IT | 8481301090 | 2021-06-01 | Yes | https://www.caleffi.com/node/44361 | https://www.caleffi.com/sites/default/files/file/03578-0919.pdf | https://www.caleffi.com/sites/default/files/styles/product_photo/public/file/535941ha.jpg?itok=h0_qRrq5 | //www.youtube.com/embed/videoseries?list=PLuuV0ELkYb5XFoeI9vZFUMaaeyLqIPWmi | https://www.caleffi.com/sites/default/files/file/na10397-04.pdf
535551HA | PressCal™ PRV ASSE 1003, 3/4" PEX Expansion w/ Pressure Gauge | 78 | 126 | 8016615615784 | IT | 8481301090 | 2021-06-01 | Yes | https://www.caleffi.com/node/44361 | https://www.caleffi.com/sites/default/files/file/03578-0919.pdf | https://www.caleffi.com/sites/default/files/styles/product_photo/public/file/535941ha.jpg?itok=h0_qRrq5 | //www.youtube.com/embed/videoseries?list=PLuuV0ELkYb5XFoeI9vZFUMaaeyLqIPWmi | https://www.caleffi.com/sites/default/files/file/na10397-04.pdf
535650HA | PressCal™ PRV ASSE 1003, 3/4" Press | 78 | 121 | 8016615549331 | IT | 8481301090 | 2021-06-01 | Yes | https://www.caleffi.com/node/44361 | https://www.caleffi.com/sites/default/files/file/03578-0919.pdf | https://www.caleffi.com/sites/default/files/styles/product_photo/public/file/535941ha.jpg?itok=h0_qRrq5 | //www.youtube.com/embed/videoseries?list=PLuuV0ELkYb5XFoeI9vZFUMaaeyLqIPWmi | https://www.caleffi.com/sites/default/files/file/na10397-04.pdf
535651HA | PressCal™ PRV ASSE 1003, 3/4" Press w/ Pressure Gauge | 78 | 132 | 8016615549348 | IT | 8481301090 | 2021-06-01 | Yes | https://www.caleffi.com/node/44361 | https://www.caleffi.com/sites/default/files/file/03578-0919.pdf | https://www.caleffi.com/sites/default/files/styles/product_photo/public/file/535941ha.jpg?itok=h0_qRrq5 | //www.youtube.com/embed/videoseries?list=PLuuV0ELkYb5XFoeI9vZFUMaaeyLqIPWmi | https://www.caleffi.com/sites/default/files/file/na10397-04.pdf
535660HA | PressCal™ PRV ASSE 1003, 1" Press | 78 | 177 | 8016615578027 | IT | 8481301090 | 2021-06-01 | Yes | https://www.caleffi.com/node/44361 | https://www.caleffi.com/sites/default/files/file/03578-0919.pdf | https://www.caleffi.com/sites/default/files/styles/product_photo/public/file/535941ha.jpg?itok=h0_qRrq5 | //www.youtube.com/embed/videoseries?list=PLuuV0ELkYb5XFoeI9vZFUMaaeyLqIPWmi | https://www.caleffi.com/sites/default/files/file/na10397-04.pdf
535661HA | PressCal™ PRV ASSE 1003, 1" Press w/ Pressure Gauge | 78 | 189 | 8016615578034 | IT | 8481301090 | 2021-06-01 | Yes | https://www.caleffi.com/node/44361 | https://www.caleffi.com/sites/default/files/file/03578-0919.pdf | https://www.caleffi.com/sites/default/files/styles/product_photo/public/file/535941ha.jpg?itok=h0_qRrq5 | //www.youtube.com/embed/videoseries?list=PLuuV0ELkYb5XFoeI9vZFUMaaeyLqIPWmi | https://www.caleffi.com/sites/default/files/file/na10397-04.pdf
535670HA | PressCal™ PRV ASSE 1003, 1-1/4" Press | 78 | 492 | 8016615644036 | IT | 8481301090 | 2021-06-01 | Yes | https://www.caleffi.com/node/44361 | https://www.caleffi.com/sites/default/files/file/03578-0919.pdf | https://www.caleffi.com/sites/default/files/styles/product_photo/public/file/535941ha.jpg?itok=h0_qRrq5 | //www.youtube.com/embed/videoseries?list=PLuuV0ELkYb5XFoeI9vZFUMaaeyLqIPWmi | https://www.caleffi.com/sites/default/files/file/na10397-04.pdf
535671HA | PressCal™ PRV ASSE 1003, 1-1/4" Press w/ Pressure Gauge | 78 | 504 | 8016615643510 | IT | 8481301090 | 2021-06-01 | Yes | https://www.caleffi.com/node/44361 | https://www.caleffi.com/sites/default/files/file/03578-0919.pdf | https://www.caleffi.com/sites/default/files/styles/product_photo/public/file/535941ha.jpg?itok=h0_qRrq5 | //www.youtube.com/embed/videoseries?list=PLuuV0ELkYb5XFoeI9vZFUMaaeyLqIPWmi | https://www.caleffi.com/sites/default/files/file/na10397-04.pdf
535680HA | PressCal™ PRV ASSE 1003, 1-1/2" Press | 78 | 707 | 8016615644043 | IT | 8481301090 | 2021-06-01 | Yes | https://www.caleffi.com/node/44361 | https://www.caleffi.com/sites/default/files/file/03578-0919.pdf | https://www.caleffi.com/sites/default/files/styles/product_photo/public/file/535941ha.jpg?itok=h0_qRrq5 | //www.youtube.com/embed/videoseries?list=PLuuV0ELkYb5XFoeI9vZFUMaaeyLqIPWmi | https://www.caleffi.com/sites/default/files/file/na10397-04.pdf
535681HA | PressCal™ PRV ASSE 1003, 1-1/2" Press w/ Pressure Gauge | 78 | 721 | 8016615644050 | IT | 8481301090 | 2021-06-01 | Yes | https://www.caleffi.com/node/44361 | https://www.caleffi.com/sites/default/files/file/03578-0919.pdf | https://www.caleffi.com/sites/default/files/styles/product_photo/public/file/535941ha.jpg?itok=h0_qRrq5 | //www.youtube.com/embed/videoseries?list=PLuuV0ELkYb5XFoeI9vZFUMaaeyLqIPWmi | https://www.caleffi.com/sites/default/files/file/na10397-04.pdf
535690HA | PressCal™ PRV ASSE 1003, 2" Press | 78 | 870 | 8016615644067 | IT | 8481301090 | 2021-06-01 | Yes | https://www.caleffi.com/node/44361 | https://www.caleffi.com/sites/default/files/file/03578-0919.pdf | https://www.caleffi.com/sites/default/files/styles/product_photo/public/file/535941ha.jpg?itok=h0_qRrq5 | //www.youtube.com/embed/videoseries?list=PLuuV0ELkYb5XFoeI9vZFUMaaeyLqIPWmi | https://www.caleffi.com/sites/default/files/file/na10397-04.pdf
535691HA | PressCal™ PRV ASSE 1003, 2" Press w/ Pressure Gauge | 78 | 882 | 8016615644074 | IT | 8481301090 | 2021-06-01 | Yes | https://www.caleffi.com/node/44361 | https://www.caleffi.com/sites/default/files/file/03578-0919.pdf | https://www.caleffi.com/sites/default/files/styles/product_photo/public/file/535941ha.jpg?itok=h0_qRrq5 | //www.youtube.com/embed/videoseries?list=PLuuV0ELkYb5XFoeI9vZFUMaaeyLqIPWmi | https://www.caleffi.com/sites/default/files/file/na10397-04.pdf
535750HA | PressCal™ PRV ASSE 1003, 3/4" PEX Crimp | 78 | 116 | 8016615576252 | IT | 8481301090 | 2021-06-01 | Yes | https://www.caleffi.com/node/44361 | https://www.caleffi.com/sites/default/files/file/03578-0919.pdf | https://www.caleffi.com/sites/default/files/styles/product_photo/public/file/535941ha.jpg?itok=h0_qRrq5 | //www.youtube.com/embed/videoseries?list=PLuuV0ELkYb5XFoeI9vZFUMaaeyLqIPWmi | https://www.caleffi.com/sites/default/files/file/na10397-04.pdf
535751HA | PressCal™ PRV ASSE 1003, 3/4" PEX Crimp w/ Pressure Gauge | 78 | 126 | 8016615576269 | IT | 8481301090 | 2021-06-01 | Yes | https://www.caleffi.com/node/44361 | https://www.caleffi.com/sites/default/files/file/03578-0919.pdf | https://www.caleffi.com/sites/default/files/styles/product_photo/public/file/535941ha.jpg?itok=h0_qRrq5 | //www.youtube.com/embed/videoseries?list=PLuuV0ELkYb5XFoeI9vZFUMaaeyLqIPWmi | https://www.caleffi.com/sites/default/files/file/na10397-04.pdf
535760HA | PressCal™ PRV ASSE 1003, 1" PEX Crimp | 78 | 152 | 8016615576276 | IT | 8481301090 | 2021-06-01 | Yes | https://www.caleffi.com/node/44361 | https://www.caleffi.com/sites/default/files/file/03578-0919.pdf | https://www.caleffi.com/sites/default/files/styles/product_photo/public/file/535941ha.jpg?itok=h0_qRrq5 | //www.youtube.com/embed/videoseries?list=PLuuV0ELkYb5XFoeI9vZFUMaaeyLqIPWmi | https://www.caleffi.com/sites/default/files/file/na10397-04.pdf
535761HA | PressCal™ PRV ASSE 1003, 1" PEX Crimp w/ Pressure Gauge | 78 | 164 | 8016615576283 | IT | 8481301090 | 2021-06-01 | Yes | https://www.caleffi.com/node/44361 | https://www.caleffi.com/sites/default/files/file/03578-0919.pdf | https://www.caleffi.com/sites/default/files/styles/product_photo/public/file/535941ha.jpg?itok=h0_qRrq5 | //www.youtube.com/embed/videoseries?list=PLuuV0ELkYb5XFoeI9vZFUMaaeyLqIPWmi | https://www.caleffi.com/sites/default/files/file/na10397-04.pdf
535940HA | PressCal™ PRV ASSE 1003, 1/2" Sweat | 78 | 106 | 8016615499537 | IT | 8481301090 | 2021-06-01 | Yes | https://www.caleffi.com/node/44361 | https://www.caleffi.com/sites/default/files/file/03578-0919.pdf | https://www.caleffi.com/sites/default/files/styles/product_photo/public/file/535941ha.jpg?itok=h0_qRrq5 | //www.youtube.com/embed/videoseries?list=PLuuV0ELkYb5XFoeI9vZFUMaaeyLqIPWmi | https://www.caleffi.com/sites/default/files/file/na10397-04.pdf
535941HA | PressCal™ PRV ASSE 1003, 1/2" Sweat w/ Pressure Gauge | 78 | 118 | 8016615549355 | IT | 8481301090 | 2021-06-01 | Yes | https://www.caleffi.com/node/44361 | https://www.caleffi.com/sites/default/files/file/03578-0919.pdf | https://www.caleffi.com/sites/default/files/styles/product_photo/public/file/535941ha.jpg?itok=h0_qRrq5 | //www.youtube.com/embed/videoseries?list=PLuuV0ELkYb5XFoeI9vZFUMaaeyLqIPWmi | https://www.caleffi.com/sites/default/files/file/na10397-04.pdf
535950A | AutoFill™ body only no fittings w/ Pressure Gauge | 89 | 99.2 | 8016615375077 | IT | 8481100090 | 2021-06-01 | Yes | https://www.caleffi.com/node/60243 |  | https://www.caleffi.com/sites/default/files/styles/product_photo/public/file/535950a.jpg?itok=nS0dfYPI | //www.youtube.com/embed/videoseries?list=PLuuV0ELkYb5VA4ywYJqLnci1LPLkCiDPK | https://www.caleffi.com/sites/default/files/file/na38445_03.pdf
535950HA | PressCal™ PRV ASSE 1003, 3/4" Sweat | 78 | 116 | 8016615499544 | IT | 8481301090 | 2021-06-01 | Yes | https://www.caleffi.com/node/44361 | https://www.caleffi.com/sites/default/files/file/03578-0919.pdf | https://www.caleffi.com/sites/default/files/styles/product_photo/public/file/535941ha.jpg?itok=h0_qRrq5 | //www.youtube.com/embed/videoseries?list=PLuuV0ELkYb5XFoeI9vZFUMaaeyLqIPWmi | https://www.caleffi.com/sites/default/files/file/na10397-04.pdf
535951HA | PressCal™ PRV ASSE 1003, 3/4" Sweat w/ Pressure Gauge | 78 | 126 | 8016615549362 | IT | 8481301090 | 2021-06-01 | Yes | https://www.caleffi.com/node/44361 | https://www.caleffi.com/sites/default/files/file/03578-0919.pdf | https://www.caleffi.com/sites/default/files/styles/product_photo/public/file/535941ha.jpg?itok=h0_qRrq5 | //www.youtube.com/embed/videoseries?list=PLuuV0ELkYb5XFoeI9vZFUMaaeyLqIPWmi | https://www.caleffi.com/sites/default/files/file/na10397-04.pdf
535960HA | PressCal™ PRV ASSE 1003, 1" Sweat | 78 | 152 | 8016615499551 | IT | 8481301090 | 2021-06-01 | Yes | https://www.caleffi.com/node/44361 | https://www.caleffi.com/sites/default/files/file/03578-0919.pdf | https://www.caleffi.com/sites/default/files/styles/product_photo/public/file/535941ha.jpg?itok=h0_qRrq5 | //www.youtube.com/embed/videoseries?list=PLuuV0ELkYb5XFoeI9vZFUMaaeyLqIPWmi | https://www.caleffi.com/sites/default/files/file/na10397-04.pdf
535961HA | PressCal™ PRV ASSE 1003, 1" Sweat w/ Pressure Gauge | 78 | 164 | 8016615549379 | IT | 8481301090 | 2021-06-01 | Yes | https://www.caleffi.com/node/44361 | https://www.caleffi.com/sites/default/files/file/03578-0919.pdf | https://www.caleffi.com/sites/default/files/styles/product_photo/public/file/535941ha.jpg?itok=h0_qRrq5 | //www.youtube.com/embed/videoseries?list=PLuuV0ELkYb5XFoeI9vZFUMaaeyLqIPWmi | https://www.caleffi.com/sites/default/files/file/na10397-04.pdf
535970HA | PressCal™ PRV ASSE 1003, 1 1/4" Sweat | 78 | 337 | 8016615499902 | IT | 8481301090 | 2021-06-01 | Yes | https://www.caleffi.com/node/44361 | https://www.caleffi.com/sites/default/files/file/03578-0919.pdf | https://www.caleffi.com/sites/default/files/styles/product_photo/public/file/535941ha.jpg?itok=h0_qRrq5 | //www.youtube.com/embed/videoseries?list=PLuuV0ELkYb5XFoeI9vZFUMaaeyLqIPWmi | https://www.caleffi.com/sites/default/files/file/na10397-04.pdf
535971HA | PressCal™ PRV ASSE 1003, 1 1/4" Sweat w/ Pressure Gauge | 78 | 348 | 8016615549386 | IT | 8481301090 | 2021-06-01 | Yes | https://www.caleffi.com/node/44361 | https://www.caleffi.com/sites/default/files/file/03578-0919.pdf | https://www.caleffi.com/sites/default/files/styles/product_photo/public/file/535941ha.jpg?itok=h0_qRrq5 | //www.youtube.com/embed/videoseries?list=PLuuV0ELkYb5XFoeI9vZFUMaaeyLqIPWmi | https://www.caleffi.com/sites/default/files/file/na10397-04.pdf
535980HA | PressCal™ PRV ASSE 1003, 1 1/2" Sweat | 78 | 473 | 8016615576313 | IT | 8481301090 | 2021-06-01 | Yes | https://www.caleffi.com/node/44361 | https://www.caleffi.com/sites/default/files/file/03578-0919.pdf | https://www.caleffi.com/sites/default/files/styles/product_photo/public/file/535941ha.jpg?itok=h0_qRrq5 | //www.youtube.com/embed/videoseries?list=PLuuV0ELkYb5XFoeI9vZFUMaaeyLqIPWmi | https://www.caleffi.com/sites/default/files/file/na10397-04.pdf
535981HA | PressCal™ PRV ASSE 1003, 1 1/2" Sweat w/ Pressure Gauge | 78 | 483 | 8016615576320 | IT | 8481301090 | 2021-06-01 | Yes | https://www.caleffi.com/node/44361 | https://www.caleffi.com/sites/default/files/file/03578-0919.pdf | https://www.caleffi.com/sites/default/files/styles/product_photo/public/file/535941ha.jpg?itok=h0_qRrq5 | //www.youtube.com/embed/videoseries?list=PLuuV0ELkYb5XFoeI9vZFUMaaeyLqIPWmi | https://www.caleffi.com/sites/default/files/file/na10397-04.pdf
535990HA | PressCal™ PRV ASSE 1003, 2" Sweat | 78 | 614 | 8016615576351 | IT | 8481301090 | 2021-06-01 | Yes | https://www.caleffi.com/node/44361 | https://www.caleffi.com/sites/default/files/file/03578-0919.pdf | https://www.caleffi.com/sites/default/files/styles/product_photo/public/file/535941ha.jpg?itok=h0_qRrq5 | //www.youtube.com/embed/videoseries?list=PLuuV0ELkYb5XFoeI9vZFUMaaeyLqIPWmi | https://www.caleffi.com/sites/default/files/file/na10397-04.pdf
535991HA | PressCal™ PRV ASSE 1003, 2" Sweat w/ Pressure Gauge | 78 | 626 | 8016615576368 | IT | 8481301090 | 2021-06-01 | Yes | https://www.caleffi.com/node/44361 | https://www.caleffi.com/sites/default/files/file/03578-0919.pdf | https://www.caleffi.com/sites/default/files/styles/product_photo/public/file/535941ha.jpg?itok=h0_qRrq5 | //www.youtube.com/embed/videoseries?list=PLuuV0ELkYb5XFoeI9vZFUMaaeyLqIPWmi | https://www.caleffi.com/sites/default/files/file/na10397-04.pdf
538202 FD | 25V023-Drain Valve 1/4" NPT x GH | 100 | 12.8 | 8016615044676 | IT | 8481909085 | 2021-06-01 | Yes | https://www.caleffi.com/node/11169 |  | https://www.caleffi.com/sites/default/files/styles/product_photo/public/file/538202.jpg?itok=YGWQ1CPe
538402 FD | 25V024 - Drain Valve 050 X GH | 13 | 13.1 | 8016615046298 | IT | 8481909085 | 2021-06-01 | Yes | https://www.caleffi.com/node/11169 |  | https://www.caleffi.com/sites/default/files/styles/product_photo/public/file/538202.jpg?itok=YGWQ1CPe
546016A | DISCALDIRT® Air & Dirt Separator 1" NPT Male | 22 | 322 | 8016615336894 | IT | 8421290065 | 2021-06-01 | Yes | https://www.caleffi.com/node/12545 |  | https://www.caleffi.com/sites/default/files/styles/product_photo/public/file/546095a.jpg?itok=WqWSLTyU | //www.youtube.com/embed/videoseries?list=PLuuV0ELkYb5XQgBrd_RqUlCdy-0PV9PYq | https://www.caleffi.com/sites/default/files/file/38557-08_na.pdf
546050A | DISCALDIRT® Air & Dirt Separator 2" Flange | 22 | 2615 | 8016615109597 | US | 8421290065 | 2021-06-01 | Yes | https://www.caleffi.com/node/12460 |  | https://www.caleffi.com/sites/default/files/styles/product_photo/public/file/546050a.jpg?itok=ewnpYk-r | //www.youtube.com/embed/videoseries?list=PLuuV0ELkYb5XQgBrd_RqUlCdy-0PV9PYq | https://www.caleffi.com/sites/default/files/file/38557-08_na.pdf
546060A | DISCALDIRT® Air & Dirt Separator 2 1/2" Flange | 22 | 2756 | 8016615109634 | US | 8421290065 | 2021-06-01 | Yes | https://www.caleffi.com/node/12460 |  | https://www.caleffi.com/sites/default/files/styles/product_photo/public/file/546050a.jpg?itok=ewnpYk-r | //www.youtube.com/embed/videoseries?list=PLuuV0ELkYb5XQgBrd_RqUlCdy-0PV9PYq | https://www.caleffi.com/sites/default/files/file/38557-08_na.pdf
546080A | DISCALDIRT® Air & Dirt Separator 3" Flange | 22 | 3549 | 8016615109665 | US | 8421290065 | 2021-06-01 | Yes | https://www.caleffi.com/node/12460 |  | https://www.caleffi.com/sites/default/files/styles/product_photo/public/file/546050a.jpg?itok=ewnpYk-r | //www.youtube.com/embed/videoseries?list=PLuuV0ELkYb5XQgBrd_RqUlCdy-0PV9PYq | https://www.caleffi.com/sites/default/files/file/38557-08_na.pdf
546096A | DISCALDIRT® Air & Dirt Separator 1" Sweat | 22 | 308 | 8016615336887 | IT | 8421290065 | 2021-06-01 | Yes | https://www.caleffi.com/node/12545 |  | https://www.caleffi.com/sites/default/files/styles/product_photo/public/file/546095a.jpg?itok=WqWSLTyU | //www.youtube.com/embed/videoseries?list=PLuuV0ELkYb5XQgBrd_RqUlCdy-0PV9PYq | https://www.caleffi.com/sites/default/files/file/38557-08_na.pdf
546097A | DISCALDIRT®Air & Dirt Separator 1-1/4" Sweat | 22 | 366 | 8016615355468 | IT | 8421290065 | 2021-06-01 | Yes | https://www.caleffi.com/node/12545 |  | https://www.caleffi.com/sites/default/files/styles/product_photo/public/file/546095a.jpg?itok=WqWSLTyU | //www.youtube.com/embed/videoseries?list=PLuuV0ELkYb5XQgBrd_RqUlCdy-0PV9PYq | https://www.caleffi.com/sites/default/files/file/38557-08_na.pdf
546100A | DISCALDIRT® Air & Dirt Separator 4" Flange | 22 | 3891 | 8016615109696 | US | 8421290065 | 2021-06-01 | Yes | https://www.caleffi.com/node/12460 |  | https://www.caleffi.com/sites/default/files/styles/product_photo/public/file/546050a.jpg?itok=ewnpYk-r | //www.youtube.com/embed/videoseries?list=PLuuV0ELkYb5XQgBrd_RqUlCdy-0PV9PYq | https://www.caleffi.com/sites/default/files/file/38557-08_na.pdf
546108A | Discal DIRTMAG™ Air & Dirt Separator w/ Magnet 1-1/2" NPT Union | 22 | 1228 | 8016615551228 | IT | 8421290065 | 2021-06-01 | Yes | https://www.caleffi.com/node/45711 |  | https://www.caleffi.com/sites/default/files/styles/product_photo/public/file/546198a.jpg?itok=4TReMfSI | //www.youtube.com/embed/videoseries?list=PLuuV0ELkYb5XQgBrd_RqUlCdy-0PV9PYq | https://www.caleffi.com/sites/default/files/file/38557-08_na.pdf
546109A | Discal DIRTMAG™ Air & Dirt Separator w/ Magnet 2" NPT Union | 22 | 1296 | 8016615551242 | IT | 8421290065 | 2021-06-01 | Yes | https://www.caleffi.com/node/45711 |  | https://www.caleffi.com/sites/default/files/styles/product_photo/public/file/546198a.jpg?itok=4TReMfSI | //www.youtube.com/embed/videoseries?list=PLuuV0ELkYb5XQgBrd_RqUlCdy-0PV9PYq | https://www.caleffi.com/sites/default/files/file/38557-08_na.pdf
546116A | DISCAL DIRTMAG™ Air & Dirt Separator w/ Magnet 1" NPT | 22 | 403 | 8016615424669 | IT | 8421290065 | 2021-06-01 | Yes | https://www.caleffi.com/node/12548 | https://www.caleffi.com/sites/default/files/file/03555-15na.pdf | https://www.caleffi.com/sites/default/files/styles/product_photo/public/file/546196a.jpg?itok=W76K0geI | //www.youtube.com/embed/videoseries?list=PLuuV0ELkYb5VluhdffRIO1H6NZKw-6wZ9 | https://www.caleffi.com/sites/default/files/file/38557-08_na.pdf
546120A | DISCALDIRT® Air & Dirt Separator 5" Flange | 22 | 5613 | 8016615109726 | IT | 8421290065 | 2021-06-01 | Yes | https://www.caleffi.com/node/12460 |  | https://www.caleffi.com/sites/default/files/styles/product_photo/public/file/546050a.jpg?itok=ewnpYk-r | //www.youtube.com/embed/videoseries?list=PLuuV0ELkYb5XQgBrd_RqUlCdy-0PV9PYq | https://www.caleffi.com/sites/default/files/file/38557-08_na.pdf
546166A | DISCAL DIRTMAG™ Air & Dirt Separator w/ Magnet 1" Press | 22 | 413 | 8016615658552 | IT | 8421290065 | 2021-06-01 | Yes | https://www.caleffi.com/node/12548 | https://www.caleffi.com/sites/default/files/file/03555-15na.pdf | https://www.caleffi.com/sites/default/files/styles/product_photo/public/file/546196a.jpg?itok=W76K0geI | //www.youtube.com/embed/videoseries?list=PLuuV0ELkYb5VluhdffRIO1H6NZKw-6wZ9 | https://www.caleffi.com/sites/default/files/file/38557-08_na.pdf
546167A | DISCAL DIRTMAG™ Air & Dirt Separator w/ Magnet 1 1/4" Press | 22 | 520 | 8016615658569 | IT | 8421290065 | 2021-06-01 | Yes | https://www.caleffi.com/node/12548 | https://www.caleffi.com/sites/default/files/file/03555-15na.pdf | https://www.caleffi.com/sites/default/files/styles/product_photo/public/file/546196a.jpg?itok=W76K0geI | //www.youtube.com/embed/videoseries?list=PLuuV0ELkYb5VluhdffRIO1H6NZKw-6wZ9 | https://www.caleffi.com/sites/default/files/file/38557-08_na.pdf
546168A | Discal DIRTMAG™ Air & Dirt Separator w/ Magnet 1-1/2" Press Union | 22 | 1361 | 8016615551235 | IT | 8421290065 | 2021-06-01 | Yes | https://www.caleffi.com/node/45711 |  | https://www.caleffi.com/sites/default/files/styles/product_photo/public/file/546198a.jpg?itok=4TReMfSI | //www.youtube.com/embed/videoseries?list=PLuuV0ELkYb5XQgBrd_RqUlCdy-0PV9PYq | https://www.caleffi.com/sites/default/files/file/38557-08_na.pdf
546169A | Discal DIRTMAG™ Air & Dirt Separator w/ Magnet 2" Press Union | 22 | 1518 | 8016615551259 | IT | 8421290065 | 2021-06-01 | Yes | https://www.caleffi.com/node/45711 |  | https://www.caleffi.com/sites/default/files/styles/product_photo/public/file/546198a.jpg?itok=4TReMfSI | //www.youtube.com/embed/videoseries?list=PLuuV0ELkYb5XQgBrd_RqUlCdy-0PV9PYq | https://www.caleffi.com/sites/default/files/file/38557-08_na.pdf
546196A | DISCAL DIRTMAG™ Air & Dirt Separator w/ Magnet 1" Sweat | 22 | 385 | 8016615406054 | IT | 8421290065 | 2021-06-01 | Yes | https://www.caleffi.com/node/12548 | https://www.caleffi.com/sites/default/files/file/03555-15na.pdf | https://www.caleffi.com/sites/default/files/styles/product_photo/public/file/546196a.jpg?itok=W76K0geI | //www.youtube.com/embed/videoseries?list=PLuuV0ELkYb5VluhdffRIO1H6NZKw-6wZ9 | https://www.caleffi.com/sites/default/files/file/38557-08_na.pdf
546197A | DISCAL DIRTMAG™ Air & Dirt Separator w/ Magnet 1 1/4" Sweat | 22 | 460 | 8016615406061 | IT | 8421290065 | 2021-06-01 | Yes | https://www.caleffi.com/node/12548 | https://www.caleffi.com/sites/default/files/file/03555-15na.pdf | https://www.caleffi.com/sites/default/files/styles/product_photo/public/file/546196a.jpg?itok=W76K0geI | //www.youtube.com/embed/videoseries?list=PLuuV0ELkYb5VluhdffRIO1H6NZKw-6wZ9 | https://www.caleffi.com/sites/default/files/file/38557-08_na.pdf
546198A | Discal DIRTMAG™ Air & Dirt Separator w/ Magnet 1-1/2" Sweat Union | 22 | 1191 | 8016615549485 | IT | 8421290065 | 2021-06-01 | Yes | https://www.caleffi.com/node/45711 |  | https://www.caleffi.com/sites/default/files/styles/product_photo/public/file/546198a.jpg?itok=4TReMfSI | //www.youtube.com/embed/videoseries?list=PLuuV0ELkYb5XQgBrd_RqUlCdy-0PV9PYq | https://www.caleffi.com/sites/default/files/file/38557-08_na.pdf
546199A | Discal DIRTMAG™ Air & Dirt Separator w/ Magnet 2" Sweat Union | 22 | 1249 | 8016615549478 | IT | 8421290065 | 2021-06-01 | Yes | https://www.caleffi.com/node/45711 |  | https://www.caleffi.com/sites/default/files/styles/product_photo/public/file/546198a.jpg?itok=4TReMfSI | //www.youtube.com/embed/videoseries?list=PLuuV0ELkYb5XQgBrd_RqUlCdy-0PV9PYq | https://www.caleffi.com/sites/default/files/file/38557-08_na.pdf
546305A | DIRTMAG® Dirt Separator w/ Magnet 3/4" NPT | 24 | 205 | 8016615641066 | IT | 8421290065 | 2021-06-01 | Yes | https://www.caleffi.com/node/12359 | https://www.caleffi.com/sites/default/files/file/03504_18na.pdf | https://www.caleffi.com/sites/default/files/styles/product_photo/public/file/546306a.jpg?itok=BcGfda5c | //www.youtube.com/embed/videoseries?list=PLuuV0ELkYb5VzZu1QVHBf6pLcViMadXJW | https://www.caleffi.com/sites/default/files/file/38643_na_10.pdf
546306A | DIRTMAG® Dirt Separator w/ Magnet 1" NPT | 24 | 219 | 8016615378894 | IT | 8421290065 | 2021-06-01 | Yes | https://www.caleffi.com/node/12359 | https://www.caleffi.com/sites/default/files/file/03504_18na.pdf | https://www.caleffi.com/sites/default/files/styles/product_photo/public/file/546306a.jpg?itok=BcGfda5c | //www.youtube.com/embed/videoseries?list=PLuuV0ELkYb5VzZu1QVHBf6pLcViMadXJW | https://www.caleffi.com/sites/default/files/file/38643_na_10.pdf
546307A | DIRTMAG® Dirt Separator w/ Magnet 1 1/4" NPT | 24 | 320 | 8016615378900 | IT | 8421290065 | 2021-06-01 | Yes | https://www.caleffi.com/node/12359 | https://www.caleffi.com/sites/default/files/file/03504_18na.pdf | https://www.caleffi.com/sites/default/files/styles/product_photo/public/file/546306a.jpg?itok=BcGfda5c | //www.youtube.com/embed/videoseries?list=PLuuV0ELkYb5VzZu1QVHBf6pLcViMadXJW | https://www.caleffi.com/sites/default/files/file/38643_na_10.pdf
546308A | DIRTMAG® Dirt Separator w/ Magnet 1 1/2" NPT | 24 | 418 | 8016615378917 | IT | 8421290065 | 2021-06-01 | Yes | https://www.caleffi.com/node/12359 | https://www.caleffi.com/sites/default/files/file/03504_18na.pdf | https://www.caleffi.com/sites/default/files/styles/product_photo/public/file/546306a.jpg?itok=BcGfda5c | //www.youtube.com/embed/videoseries?list=PLuuV0ELkYb5VzZu1QVHBf6pLcViMadXJW | https://www.caleffi.com/sites/default/files/file/38643_na_10.pdf
546309A | DIRTMAG® Dirt Separator w/ Magnet 2" NPT | 24 | 503 | 8016615378931 | IT | 8421290065 | 2021-06-01 | Yes | https://www.caleffi.com/node/12359 | https://www.caleffi.com/sites/default/files/file/03504_18na.pdf | https://www.caleffi.com/sites/default/files/styles/product_photo/public/file/546306a.jpg?itok=BcGfda5c | //www.youtube.com/embed/videoseries?list=PLuuV0ELkYb5VzZu1QVHBf6pLcViMadXJW | https://www.caleffi.com/sites/default/files/file/38643_na_10.pdf
546328A | DIRTMAG® Dirt Separator w/ Magnet 1" Sweat | 24 | 209 | 8016615378948 | IT | 8421290065 | 2021-06-01 | Yes | https://www.caleffi.com/node/12359 | https://www.caleffi.com/sites/default/files/file/03504_18na.pdf | https://www.caleffi.com/sites/default/files/styles/product_photo/public/file/546306a.jpg?itok=BcGfda5c | //www.youtube.com/embed/videoseries?list=PLuuV0ELkYb5VzZu1QVHBf6pLcViMadXJW | https://www.caleffi.com/sites/default/files/file/38643_na_10.pdf
546335A | DIRTMAG® Dirt Separator w/ Magnet 1 1/4" Sweat | 24 | 305 | 8016615378962 | IT | 8421290065 | 2021-06-01 | Yes | https://www.caleffi.com/node/12359 | https://www.caleffi.com/sites/default/files/file/03504_18na.pdf | https://www.caleffi.com/sites/default/files/styles/product_photo/public/file/546306a.jpg?itok=BcGfda5c | //www.youtube.com/embed/videoseries?list=PLuuV0ELkYb5VzZu1QVHBf6pLcViMadXJW | https://www.caleffi.com/sites/default/files/file/38643_na_10.pdf
546341A | DIRTMAG® Dirt Separator w/ Magnet 1 1/2" Sweat | 24 | 397 | 8016615378979 | IT | 8421290065 | 2021-06-01 | Yes | https://www.caleffi.com/node/12359 | https://www.caleffi.com/sites/default/files/file/03504_18na.pdf | https://www.caleffi.com/sites/default/files/styles/product_photo/public/file/546306a.jpg?itok=BcGfda5c | //www.youtube.com/embed/videoseries?list=PLuuV0ELkYb5VzZu1QVHBf6pLcViMadXJW | https://www.caleffi.com/sites/default/files/file/38643_na_10.pdf
546354A | DIRTMAG® Dirt Separator w/ Magnet 2" Sweat | 24 | 485 | 8016615378993 | IT | 8421290065 | 2021-06-01 | Yes | https://www.caleffi.com/node/12359 | https://www.caleffi.com/sites/default/files/file/03504_18na.pdf | https://www.caleffi.com/sites/default/files/styles/product_photo/public/file/546306a.jpg?itok=BcGfda5c | //www.youtube.com/embed/videoseries?list=PLuuV0ELkYb5VzZu1QVHBf6pLcViMadXJW | https://www.caleffi.com/sites/default/files/file/38643_na_10.pdf
546366A | DIRTMAG® Dirt Separator w/ Magnet 1" Press | 24 | 238 | 8016615551280 | IT | 8421290065 | 2021-06-01 | Yes | https://www.caleffi.com/node/12359 | https://www.caleffi.com/sites/default/files/file/03504_18na.pdf | https://www.caleffi.com/sites/default/files/styles/product_photo/public/file/546306a.jpg?itok=BcGfda5c | //www.youtube.com/embed/videoseries?list=PLuuV0ELkYb5VzZu1QVHBf6pLcViMadXJW | https://www.caleffi.com/sites/default/files/file/38643_na_10.pdf
546367A | DIRTMAG® Dirt Separator w/ Magnet 1 1/4" Press | 24 | 365 | 8016615551297 | IT | 8421290065 | 2021-06-01 | Yes | https://www.caleffi.com/node/12359 | https://www.caleffi.com/sites/default/files/file/03504_18na.pdf | https://www.caleffi.com/sites/default/files/styles/product_photo/public/file/546306a.jpg?itok=BcGfda5c | //www.youtube.com/embed/videoseries?list=PLuuV0ELkYb5VzZu1QVHBf6pLcViMadXJW | https://www.caleffi.com/sites/default/files/file/38643_na_10.pdf
546368A | DIRTMAG® Dirt Separator w/ Magnet 1 1/2" Press | 24 | 477 | 8016615594935 | IT | 8421290065 | 2021-06-01 | Yes | https://www.caleffi.com/node/12359 | https://www.caleffi.com/sites/default/files/file/03504_18na.pdf | https://www.caleffi.com/sites/default/files/styles/product_photo/public/file/546306a.jpg?itok=BcGfda5c | //www.youtube.com/embed/videoseries?list=PLuuV0ELkYb5VzZu1QVHBf6pLcViMadXJW | https://www.caleffi.com/sites/default/files/file/38643_na_10.pdf
546369A | DIRTMAG® Dirt Separator w/ Magnet 2" Press | 24 | 582 | 8016615594942 | IT | 8421290065 | 2021-06-01 | Yes | https://www.caleffi.com/node/12359 | https://www.caleffi.com/sites/default/files/file/03504_18na.pdf | https://www.caleffi.com/sites/default/files/styles/product_photo/public/file/546306a.jpg?itok=BcGfda5c | //www.youtube.com/embed/videoseries?list=PLuuV0ELkYb5VzZu1QVHBf6pLcViMadXJW | https://www.caleffi.com/sites/default/files/file/38643_na_10.pdf
546510A | DIRTCAL ®Dirt Separator 4" Flange | 21 | 1967 | 8016615264883 | US | 8421290065 | 2021-06-01 | Yes | https://www.caleffi.com/node/12366 |  | https://www.caleffi.com/sites/default/files/styles/product_photo/public/file/na546550a.jpg?itok=osnozw7U | //www.youtube.com/embed/videoseries?list=PLuuV0ELkYb5VXuxfQ0Pr7fVVgmV5KGy1w
546510AM | DIRTMAG® Dirt Separator w/ Magnet 4" Flange | 26 | 2620 | 8016615530209 | US | 8481809015 | 2021-06-01 | Yes | https://www.caleffi.com/node/26461 |  | https://www.caleffi.com/sites/default/files/styles/product_photo/public/file/546550am.jpg?itok=RHBmDTUs | //www.youtube.com/embed/videoseries?list=PLuuV0ELkYb5VXuxfQ0Pr7fVVgmV5KGy1w | https://www.caleffi.com/sites/default/files/file/38643_na_10.pdf
546550A | DIRTCAL ®Dirt Separator 2" Flange | 21 | 1321 | 8016615264852 | IT | 8421290065 | 2021-06-01 | Yes | https://www.caleffi.com/node/12366 |  | https://www.caleffi.com/sites/default/files/styles/product_photo/public/file/na546550a.jpg?itok=osnozw7U | //www.youtube.com/embed/videoseries?list=PLuuV0ELkYb5VXuxfQ0Pr7fVVgmV5KGy1w
546550AM | DIRTMAG® Dirt Separator w/ Magnet 2" Flange | 26 | 1628 | 8016615530117 | US | 8481809015 | 2021-06-01 | Yes | https://www.caleffi.com/node/26461 |  | https://www.caleffi.com/sites/default/files/styles/product_photo/public/file/546550am.jpg?itok=RHBmDTUs | //www.youtube.com/embed/videoseries?list=PLuuV0ELkYb5VXuxfQ0Pr7fVVgmV5KGy1w | https://www.caleffi.com/sites/default/files/file/38643_na_10.pdf
546560A | DIRTCAL ®Dirt Separator 2 1/2" Flange | 21 | 1405 | 8016615264869 | IT | 8421290065 | 2021-06-01 | Yes | https://www.caleffi.com/node/12366 |  | https://www.caleffi.com/sites/default/files/styles/product_photo/public/file/na546550a.jpg?itok=osnozw7U | //www.youtube.com/embed/videoseries?list=PLuuV0ELkYb5VXuxfQ0Pr7fVVgmV5KGy1w | https://www.caleffi.com/sites/default/files/file/38643_na_10.pdf
546560AM | DIRTMAG® Dirt Separator w/ Magnet 2 1/2" Flange | 26 | 1752 | 8016615530131 | US | 8481809015 | 2021-06-01 | Yes | https://www.caleffi.com/node/26461 |  | https://www.caleffi.com/sites/default/files/styles/product_photo/public/file/546550am.jpg?itok=RHBmDTUs | //www.youtube.com/embed/videoseries?list=PLuuV0ELkYb5VXuxfQ0Pr7fVVgmV5KGy1w | https://www.caleffi.com/sites/default/files/file/38643_na_10.pdf
546580AM | DIRTMAG® Dirt Separator w/ Magnet 3" Flange | 26 | 2369 | 8016615530216 | US | 8481809015 | 2021-06-01 | Yes | https://www.caleffi.com/node/26461 |  | https://www.caleffi.com/sites/default/files/styles/product_photo/public/file/546550am.jpg?itok=RHBmDTUs | //www.youtube.com/embed/videoseries?list=PLuuV0ELkYb5VXuxfQ0Pr7fVVgmV5KGy1w | https://www.caleffi.com/sites/default/files/file/38643_na_10.pdf
548006A | Hydroseparator 1" NPT Union | 11 | 573 | 8016615182071 | IT | 8421290065 | 2021-06-01 | Yes | https://www.caleffi.com/node/62276 |  | https://www.caleffi.com/sites/default/files/styles/product_photo/public/file/548007a.jpg?itok=nRqPVlxI | //www.youtube.com/embed/videoseries?list=PLuuV0ELkYb5UUgZdmvsl1bqF8oUUIjdJ9 | https://www.caleffi.com/sites/default/files/file/38505_na_05.pdf
548006US | Hydro Sep 1” - No Fittings | 11 | 431 | 8016615614718 | IT | 8481809015 | 2021-06-01 | Yes | https://www.caleffi.com/node/62276 |  | https://www.caleffi.com/sites/default/files/styles/product_photo/public/file/548007a.jpg?itok=nRqPVlxI | //www.youtube.com/embed/videoseries?list=PLuuV0ELkYb5UUgZdmvsl1bqF8oUUIjdJ9
548007A | Hydroseparator 1-1/4" NPT Union | 11 | 688 | 8016615182088 | IT | 8421290065 | 2021-06-01 | Yes | https://www.caleffi.com/node/62276 |  | https://www.caleffi.com/sites/default/files/styles/product_photo/public/file/548007a.jpg?itok=nRqPVlxI | //www.youtube.com/embed/videoseries?list=PLuuV0ELkYb5UUgZdmvsl1bqF8oUUIjdJ9 | https://www.caleffi.com/sites/default/files/file/38505_na_05.pdf
548007US | Hydro Sep 1-1/4” - No Fittings | 11 | 486 | 8016615614725 | IT | 8481809015 | 2021-06-01 | Yes | https://www.caleffi.com/node/62276 |  | https://www.caleffi.com/sites/default/files/styles/product_photo/public/file/548007a.jpg?itok=nRqPVlxI | //www.youtube.com/embed/videoseries?list=PLuuV0ELkYb5UUgZdmvsl1bqF8oUUIjdJ9
548008A | Hydroseparator 1-1/2" NPT Union | 11 | 902 | 8016615182095 | IT | 8421290065 | 2021-06-01 | Yes | https://www.caleffi.com/node/62276 |  | https://www.caleffi.com/sites/default/files/styles/product_photo/public/file/548007a.jpg?itok=nRqPVlxI | //www.youtube.com/embed/videoseries?list=PLuuV0ELkYb5UUgZdmvsl1bqF8oUUIjdJ9 | https://www.caleffi.com/sites/default/files/file/38505_na_05.pdf
548008US | Hydro Sep 1-1/2” No Fittings | 11 | 539 | 8016615614732 | IT | 8481809015 | 2021-06-01 | Yes | https://www.caleffi.com/node/62276 |  | https://www.caleffi.com/sites/default/files/styles/product_photo/public/file/548007a.jpg?itok=nRqPVlxI | //www.youtube.com/embed/videoseries?list=PLuuV0ELkYb5UUgZdmvsl1bqF8oUUIjdJ9
548009A | Hydroseparator 2" NPT Union | 11 | 1050 | 8016615239805 | IT | 8421290065 | 2021-06-01 | Yes | https://www.caleffi.com/node/62276 |  | https://www.caleffi.com/sites/default/files/styles/product_photo/public/file/548007a.jpg?itok=nRqPVlxI | //www.youtube.com/embed/videoseries?list=PLuuV0ELkYb5UUgZdmvsl1bqF8oUUIjdJ9 | https://www.caleffi.com/sites/default/files/file/38505_na_05.pdf
548009US | Hydro Sep 2” - No Fittings | 11 | 593 | 8016615614749 | IT | 8481809015 | 2021-06-01 | Yes | https://www.caleffi.com/node/62276 |  | https://www.caleffi.com/sites/default/files/styles/product_photo/public/file/548007a.jpg?itok=nRqPVlxI | //www.youtube.com/embed/videoseries?list=PLuuV0ELkYb5UUgZdmvsl1bqF8oUUIjdJ9
548052A | Hydroseparator 2" Flange | 11 | 2526 | 8016615083996 | IT | 8421290065 | 2021-06-01 | Yes | https://www.caleffi.com/node/62278 |  | https://www.caleffi.com/sites/default/files/styles/product_photo/public/file/548052.jpg?itok=dnBehtvx | //www.youtube.com/embed/videoseries?list=PLuuV0ELkYb5UUgZdmvsl1bqF8oUUIjdJ9 | https://www.caleffi.com/sites/default/files/file/38505_na_05.pdf
548062A | Hydroseparator 2 1/2" Flanged | 11 | 2691 | 8016615084009 | US | 8421290065 | 2021-06-01 | Yes | https://www.caleffi.com/node/62278 |  | https://www.caleffi.com/sites/default/files/styles/product_photo/public/file/548052.jpg?itok=dnBehtvx | //www.youtube.com/embed/videoseries?list=PLuuV0ELkYb5UUgZdmvsl1bqF8oUUIjdJ9 | https://www.caleffi.com/sites/default/files/file/38505_na_05.pdf
548066A | Hydro Separator 1" Press Union | 11 | 614 | 8016615550719 | IT | 8481809015 | 2021-06-01 | Yes | https://www.caleffi.com/node/62276 |  | https://www.caleffi.com/sites/default/files/styles/product_photo/public/file/548007a.jpg?itok=nRqPVlxI | //www.youtube.com/embed/videoseries?list=PLuuV0ELkYb5UUgZdmvsl1bqF8oUUIjdJ9 | https://www.caleffi.com/sites/default/files/file/38505_na_05.pdf
548067A | Hydro Separator 1-1/4" Press Union | 11 | 782 | 8016615550726 | IT | 8481809015 | 2021-06-01 | Yes | https://www.caleffi.com/node/62276 |  | https://www.caleffi.com/sites/default/files/styles/product_photo/public/file/548007a.jpg?itok=nRqPVlxI | //www.youtube.com/embed/videoseries?list=PLuuV0ELkYb5UUgZdmvsl1bqF8oUUIjdJ9 | https://www.caleffi.com/sites/default/files/file/38505_na_05.pdf
548068A | Hydro Separator 1-1/2" Press Union | 11 | 1015 | 8016615550733 | IT | 8481809015 | 2021-06-01 | Yes | https://www.caleffi.com/node/62276 |  | https://www.caleffi.com/sites/default/files/styles/product_photo/public/file/548007a.jpg?itok=nRqPVlxI | //www.youtube.com/embed/videoseries?list=PLuuV0ELkYb5UUgZdmvsl1bqF8oUUIjdJ9 | https://www.caleffi.com/sites/default/files/file/38505_na_05.pdf
548069A | Hydro Separator 2" Press Union | 11 | 1282 | 8016615550740 | IT | 8481809015 | 2021-06-01 | Yes | https://www.caleffi.com/node/62276 |  | https://www.caleffi.com/sites/default/files/styles/product_photo/public/file/548007a.jpg?itok=nRqPVlxI | //www.youtube.com/embed/videoseries?list=PLuuV0ELkYb5UUgZdmvsl1bqF8oUUIjdJ9 | https://www.caleffi.com/sites/default/files/file/38505_na_05.pdf
548082A | Hydroseparator 3" Flange | 11 | 3528 | 8016615084016 | US | 8421290065 | 2021-06-01 | Yes | https://www.caleffi.com/node/62278 |  | https://www.caleffi.com/sites/default/files/styles/product_photo/public/file/548052.jpg?itok=dnBehtvx | //www.youtube.com/embed/videoseries?list=PLuuV0ELkYb5UUgZdmvsl1bqF8oUUIjdJ9 | https://www.caleffi.com/sites/default/files/file/38505_na_05.pdf
548096A | Hydroseparator 1" Sweat Union | 11 | 544 | 8016615474084 | IT | 8481809015 | 2021-06-01 | Yes | https://www.caleffi.com/node/62276 |  | https://www.caleffi.com/sites/default/files/styles/product_photo/public/file/548007a.jpg?itok=nRqPVlxI | //www.youtube.com/embed/videoseries?list=PLuuV0ELkYb5UUgZdmvsl1bqF8oUUIjdJ9 | https://www.caleffi.com/sites/default/files/file/38505_na_05.pdf
548097A | Hydroseparator 1 1/4" Sweat Union | 11 | 656 | 8016615474107 | IT | 8481809015 | 2021-06-01 | Yes | https://www.caleffi.com/node/62276 |  | https://www.caleffi.com/sites/default/files/styles/product_photo/public/file/548007a.jpg?itok=nRqPVlxI | //www.youtube.com/embed/videoseries?list=PLuuV0ELkYb5UUgZdmvsl1bqF8oUUIjdJ9 | https://www.caleffi.com/sites/default/files/file/38505_na_05.pdf
548098A | Hydroseparator 1 1/2" Sweat Union | 11 | 858 | 8016615336191 | IT | 8481809015 | 2021-06-01 | Yes | https://www.caleffi.com/node/62276 |  | https://www.caleffi.com/sites/default/files/styles/product_photo/public/file/548007a.jpg?itok=nRqPVlxI | //www.youtube.com/embed/videoseries?list=PLuuV0ELkYb5UUgZdmvsl1bqF8oUUIjdJ9 | https://www.caleffi.com/sites/default/files/file/38505_na_05.pdf
548099A | Hydroseparator 2" Sweat Union | 11 | 1003 | 8016615336207 | IT | 8481809015 | 2021-06-01 | Yes | https://www.caleffi.com/node/62276 |  | https://www.caleffi.com/sites/default/files/styles/product_photo/public/file/548007a.jpg?itok=nRqPVlxI | //www.youtube.com/embed/videoseries?list=PLuuV0ELkYb5UUgZdmvsl1bqF8oUUIjdJ9 | https://www.caleffi.com/sites/default/files/file/38505_na_05.pdf
548102A | Hydroseparator 4" Flange | 11 | 3948 | 8016615084023 | US | 8421290065 | 2021-06-01 | Yes | https://www.caleffi.com/node/62278 |  | https://www.caleffi.com/sites/default/files/styles/product_photo/public/file/548052.jpg?itok=dnBehtvx | //www.youtube.com/embed/videoseries?list=PLuuV0ELkYb5UUgZdmvsl1bqF8oUUIjdJ9 | https://www.caleffi.com/sites/default/files/file/38505_na_05.pdf
549506A | SEP 4™ 4-in-1 Union 1" NPT | 10 | 833 | 8016615411713 | IT | 8421290065 | 2021-06-01 | Yes | https://www.caleffi.com/node/62280 | https://www.caleffi.com/sites/default/files/file/03515_17na.pdf | https://www.caleffi.com/sites/default/files/styles/product_photo/public/file/5495.jpg?itok=_4nKmOgd | //www.youtube.com/embed/videoseries?list=PLuuV0ELkYb5UUgZdmvsl1bqF8oUUIjdJ9 | https://www.caleffi.com/sites/default/files/file/038804_na_04.pdf
549506US | SEP 4™ 4-in-1 Union 1" - No Fittings | 10 | 683 | 8016615614671 | IT | 8481809015 | 2021-06-01 | Yes | https://www.caleffi.com/node/62280 | https://www.caleffi.com/sites/default/files/file/03515_17na.pdf | https://www.caleffi.com/sites/default/files/styles/product_photo/public/file/5495.jpg?itok=_4nKmOgd | //www.youtube.com/embed/videoseries?list=PLuuV0ELkYb5UUgZdmvsl1bqF8oUUIjdJ9
549507A | SEP 4™ 4-in-1 Union 1 1/4" NPT | 10 | 1010 | 8016615411737 | IT | 8421290065 | 2021-06-01 | Yes | https://www.caleffi.com/node/62280 | https://www.caleffi.com/sites/default/files/file/03515_17na.pdf | https://www.caleffi.com/sites/default/files/styles/product_photo/public/file/5495.jpg?itok=_4nKmOgd | //www.youtube.com/embed/videoseries?list=PLuuV0ELkYb5UUgZdmvsl1bqF8oUUIjdJ9 | https://www.caleffi.com/sites/default/files/file/038804_na_04.pdf
549507US | SEP 4™ 4-in-1 Union 1 1/4" - No Fittings | 10 | 796 | 8016615614688 | IT | 8481809015 | 2021-06-01 | Yes | https://www.caleffi.com/node/62280 | https://www.caleffi.com/sites/default/files/file/03515_17na.pdf | https://www.caleffi.com/sites/default/files/styles/product_photo/public/file/5495.jpg?itok=_4nKmOgd | //www.youtube.com/embed/videoseries?list=PLuuV0ELkYb5UUgZdmvsl1bqF8oUUIjdJ9
549508A | SEP 4™ 4-in-1 Union 1 1/2" NPT | 10 | 1321 | 8016615429541 | IT | 8421290065 | 2021-06-01 | Yes | https://www.caleffi.com/node/62280 | https://www.caleffi.com/sites/default/files/file/03515_17na.pdf | https://www.caleffi.com/sites/default/files/styles/product_photo/public/file/5495.jpg?itok=_4nKmOgd | //www.youtube.com/embed/videoseries?list=PLuuV0ELkYb5UUgZdmvsl1bqF8oUUIjdJ9 | https://www.caleffi.com/sites/default/files/file/038804_na_04.pdf
549508US | SEP 4™ 4-in-1 Union 1 1/2" - No Fittings | 10 | 939 | 8016615614695 | IT | 8481809015 | 2021-06-01 | Yes | https://www.caleffi.com/node/62280 | https://www.caleffi.com/sites/default/files/file/03515_17na.pdf | https://www.caleffi.com/sites/default/files/styles/product_photo/public/file/5495.jpg?itok=_4nKmOgd | //www.youtube.com/embed/videoseries?list=PLuuV0ELkYb5UUgZdmvsl1bqF8oUUIjdJ9
549509A | SEP 4™ 4-in-1 Union 2" NPT | 10 | 1499 | 8016615429565 | IT | 8421290065 | 2021-06-01 | Yes | https://www.caleffi.com/node/62280 | https://www.caleffi.com/sites/default/files/file/03515_17na.pdf | https://www.caleffi.com/sites/default/files/styles/product_photo/public/file/5495.jpg?itok=_4nKmOgd | //www.youtube.com/embed/videoseries?list=PLuuV0ELkYb5UUgZdmvsl1bqF8oUUIjdJ9 | https://www.caleffi.com/sites/default/files/file/038804_na_04.pdf
549509US | SEP 4™ 4-in-1 Union 2" - No Fittings | 10 | 1138 | 8016615614701 | IT | 8481809015 | 2021-06-01 | Yes | https://www.caleffi.com/node/62280 | https://www.caleffi.com/sites/default/files/file/03515_17na.pdf | https://www.caleffi.com/sites/default/files/styles/product_photo/public/file/5495.jpg?itok=_4nKmOgd | //www.youtube.com/embed/videoseries?list=PLuuV0ELkYb5UUgZdmvsl1bqF8oUUIjdJ9
549510A | SEP 4™ 4-in-1 4" Flange | 10 | 5983 | 8016615567687 | US | 8421290065 | 2021-06-01 | Yes | https://www.caleffi.com/node/50782 |  | https://www.caleffi.com/sites/default/files/styles/product_photo/public/file/549552a.jpg?itok=G4zSPdG1 | //www.youtube.com/embed/videoseries?list=PLuuV0ELkYb5UUgZdmvsl1bqF8oUUIjdJ9 | https://www.caleffi.com/sites/default/files/file/38712_na_07-r1.pdf
549552A | SEP 4™ 4-in-1 2" Flange | 10 | 4005 | 8016615567694 | IT | 8421290065 | 2021-06-01 | Yes | https://www.caleffi.com/node/50782 |  | https://www.caleffi.com/sites/default/files/styles/product_photo/public/file/549552a.jpg?itok=G4zSPdG1 | //www.youtube.com/embed/videoseries?list=PLuuV0ELkYb5UUgZdmvsl1bqF8oUUIjdJ9 | https://www.caleffi.com/sites/default/files/file/38712_na_07-r1.pdf
549562A | SEP 4™ 4-in-1 2 1/2" Flange | 10 | 4269 | 8016615567700 | IT | 8421290065 | 2021-06-01 | Yes | https://www.caleffi.com/node/50782 |  | https://www.caleffi.com/sites/default/files/styles/product_photo/public/file/549552a.jpg?itok=G4zSPdG1 | //www.youtube.com/embed/videoseries?list=PLuuV0ELkYb5UUgZdmvsl1bqF8oUUIjdJ9 | https://www.caleffi.com/sites/default/files/file/38712_na_07-r1.pdf
549566A | SEP 4™ 4-in-1 Union 1" Press | 10 | 876 | 8016615550672 | IT | 8481809015 | 2021-06-01 | Yes | https://www.caleffi.com/node/62280 | https://www.caleffi.com/sites/default/files/file/03515_17na.pdf | https://www.caleffi.com/sites/default/files/styles/product_photo/public/file/5495.jpg?itok=_4nKmOgd | //www.youtube.com/embed/videoseries?list=PLuuV0ELkYb5UUgZdmvsl1bqF8oUUIjdJ9 | https://www.caleffi.com/sites/default/files/file/038804_na_04.pdf
549567A | SEP 4™ 4-in-1 Union 1 1/4" Press | 10 | 1110 | 8016615550689 | IT | 8481809015 | 2021-06-01 | Yes | https://www.caleffi.com/node/62280 | https://www.caleffi.com/sites/default/files/file/03515_17na.pdf | https://www.caleffi.com/sites/default/files/styles/product_photo/public/file/5495.jpg?itok=_4nKmOgd | //www.youtube.com/embed/videoseries?list=PLuuV0ELkYb5UUgZdmvsl1bqF8oUUIjdJ9 | https://www.caleffi.com/sites/default/files/file/038804_na_04.pdf
549568A | SEP 4™ 4-in-1 Union 1 1/2" Press | 10 | 1442 | 8016615550696 | IT | 8481809015 | 2021-06-01 | Yes | https://www.caleffi.com/node/62280 | https://www.caleffi.com/sites/default/files/file/03515_17na.pdf | https://www.caleffi.com/sites/default/files/styles/product_photo/public/file/5495.jpg?itok=_4nKmOgd | //www.youtube.com/embed/videoseries?list=PLuuV0ELkYb5UUgZdmvsl1bqF8oUUIjdJ9 | https://www.caleffi.com/sites/default/files/file/038804_na_04.pdf
549569A | SEP 4™ 4-in-1 Union 2" Press | 10 | 1684 | 8016615550702 | IT | 8481809015 | 2021-06-01 | Yes | https://www.caleffi.com/node/62280 | https://www.caleffi.com/sites/default/files/file/03515_17na.pdf | https://www.caleffi.com/sites/default/files/styles/product_photo/public/file/5495.jpg?itok=_4nKmOgd | //www.youtube.com/embed/videoseries?list=PLuuV0ELkYb5UUgZdmvsl1bqF8oUUIjdJ9 | https://www.caleffi.com/sites/default/files/file/038804_na_04.pdf
549582A | SEP 4™ 4-in-1 3" Flange | 10 | 5342 | 8016615567717 | US | 8421290065 | 2021-06-01 | Yes | https://www.caleffi.com/node/50782 |  | https://www.caleffi.com/sites/default/files/styles/product_photo/public/file/549552a.jpg?itok=G4zSPdG1 | //www.youtube.com/embed/videoseries?list=PLuuV0ELkYb5UUgZdmvsl1bqF8oUUIjdJ9 | https://www.caleffi.com/sites/default/files/file/38712_na_07-r1.pdf
549596A | SEP 4™ 4-in-1 Union 1" Sweat | 10 | 801 | 8016615431339 | IT | 8481809015 | 2021-06-01 | Yes | https://www.caleffi.com/node/62280 | https://www.caleffi.com/sites/default/files/file/03515_17na.pdf | https://www.caleffi.com/sites/default/files/styles/product_photo/public/file/5495.jpg?itok=_4nKmOgd | //www.youtube.com/embed/videoseries?list=PLuuV0ELkYb5UUgZdmvsl1bqF8oUUIjdJ9 | https://www.caleffi.com/sites/default/files/file/038804_na_04.pdf
549597A | SEP 4™ 4-in-1 Union 1 1/4" Sweat | 10 | 977 | 8016615431346 | IT | 8481809015 | 2021-06-01 | Yes | https://www.caleffi.com/node/62280 | https://www.caleffi.com/sites/default/files/file/03515_17na.pdf | https://www.caleffi.com/sites/default/files/styles/product_photo/public/file/5495.jpg?itok=_4nKmOgd | //www.youtube.com/embed/videoseries?list=PLuuV0ELkYb5UUgZdmvsl1bqF8oUUIjdJ9 | https://www.caleffi.com/sites/default/files/file/038804_na_04.pdf
549598A | SEP 4™ 4-in-1 Union 1 1/2" Sweat | 10 | 1275 | 8016615442793 | IT | 8481809015 | 2021-06-01 | Yes | https://www.caleffi.com/node/62280 | https://www.caleffi.com/sites/default/files/file/03515_17na.pdf | https://www.caleffi.com/sites/default/files/styles/product_photo/public/file/5495.jpg?itok=_4nKmOgd | //www.youtube.com/embed/videoseries?list=PLuuV0ELkYb5UUgZdmvsl1bqF8oUUIjdJ9 | https://www.caleffi.com/sites/default/files/file/038804_na_04.pdf
549599A | SEP 4™ 4-in-1 Union 2" Sweat | 10 | 1463 | 8016615442809 | IT | 8481809015 | 2021-06-01 | Yes | https://www.caleffi.com/node/62280 | https://www.caleffi.com/sites/default/files/file/03515_17na.pdf | https://www.caleffi.com/sites/default/files/styles/product_photo/public/file/5495.jpg?itok=_4nKmOgd | //www.youtube.com/embed/videoseries?list=PLuuV0ELkYb5UUgZdmvsl1bqF8oUUIjdJ9 | https://www.caleffi.com/sites/default/files/file/038804_na_04.pdf
551003A | DISCAL® Air Separator 3/4" NPT Compact | 19 | 121 | 8016615068801 | IT | 8421290065 | 2021-06-01 | Yes | https://www.caleffi.com/node/12372 | https://www.caleffi.com/sites/default/files/file/03603_18na.pdf | https://www.caleffi.com/sites/default/files/styles/product_photo/public/file/551003.jpg?itok=2U3bQm2s | //www.youtube.com/embed/videoseries?list=PLuuV0ELkYb5WxbV4vT_fiKP6QyOTxErIt | https://www.caleffi.com/sites/default/files/file/38456_na_12.pdf
551003AC | DISCAL® Air Separator 3/4" NPT Compact w/ Expansion Tank Check | 19 | 127 | 8016615963212 | IT | 8481809015 | 2021-06-01 | Yes | https://www.caleffi.com/node/12376 | https://www.caleffi.com/sites/default/files/file/03603_18na.pdf | https://www.caleffi.com/sites/default/files/styles/product_photo/public/file/551003ac.jpg?itok=5wGuJTvD | //www.youtube.com/embed/videoseries?list=PLuuV0ELkYb5WxbV4vT_fiKP6QyOTxErIt | https://www.caleffi.com/sites/default/files/file/38456_na_12.pdf
551004A | DiscalAir™ High Discharge Automatic Air Vent 1/2" NPT Female | 17 | 84.4 | 8016615116175 | IT | 8421290065 | 2021-06-01 | Yes | https://www.caleffi.com/node/12369 |  | https://www.caleffi.com/sites/default/files/styles/product_photo/public/file/551004a.jpg?itok=cRi27Kh7 | //www.youtube.com/embed/videoseries?list=PLuuV0ELkYb5VmCJsu263QUYkSdeyqB0AY | https://www.caleffi.com/sites/default/files/file/38572-04_na.pdf
551005A | DISCAL® Air Separator 3/4" NPT | 18 | 181 | 8016615068634 | IT | 8421290065 | 2021-06-01 | Yes | https://www.caleffi.com/node/12381 | https://www.caleffi.com/sites/default/files/file/03603_18na.pdf | https://www.caleffi.com/sites/default/files/styles/product_photo/public/file/551006A.jpg?itok=zEU1zHKk | //www.youtube.com/embed/videoseries?list=PLuuV0ELkYb5WxbV4vT_fiKP6QyOTxErIt | https://www.caleffi.com/sites/default/files/file/38456_na_12.pdf
551005AC | DISCAL® Air Separator 3/4" NPT w/ Expansion Tank Check | 18 | 189 | 8016615963229 | IT | 8481809015 | 2021-06-01 | Yes | https://www.caleffi.com/node/12385 | https://www.caleffi.com/sites/default/files/file/03603_18na.pdf | https://www.caleffi.com/sites/default/files/styles/product_photo/public/file/551007AC.jpg?itok=KQDqFqYz | //www.youtube.com/embed/videoseries?list=PLuuV0ELkYb5WxbV4vT_fiKP6QyOTxErIt | https://www.caleffi.com/sites/default/files/file/38456_na_12.pdf
551006A | DISCAL® Air Separator 1" NPT | 18 | 195 | 8016615068641 | IT | 8421290065 | 2021-06-01 | Yes | https://www.caleffi.com/node/12381 | https://www.caleffi.com/sites/default/files/file/03603_18na.pdf | https://www.caleffi.com/sites/default/files/styles/product_photo/public/file/551006A.jpg?itok=zEU1zHKk | //www.youtube.com/embed/videoseries?list=PLuuV0ELkYb5WxbV4vT_fiKP6QyOTxErIt | https://www.caleffi.com/sites/default/files/file/38456_na_12.pdf
551006AC | DISCAL® Air Separator 1" NPT w/ Expansion Tank Check | 18 | 203 | 8016615963236 | IT | 8481809015 | 2021-06-01 | Yes | https://www.caleffi.com/node/12385 | https://www.caleffi.com/sites/default/files/file/03603_18na.pdf | https://www.caleffi.com/sites/default/files/styles/product_photo/public/file/551007AC.jpg?itok=KQDqFqYz | //www.youtube.com/embed/videoseries?list=PLuuV0ELkYb5WxbV4vT_fiKP6QyOTxErIt | https://www.caleffi.com/sites/default/files/file/38456_na_12.pdf
551007A | DISCAL® Air Separator 1 1/4" NPT | 18 | 285 | 8016615068658 | IT | 8421290065 | 2021-06-01 | Yes | https://www.caleffi.com/node/12381 | https://www.caleffi.com/sites/default/files/file/03603_18na.pdf | https://www.caleffi.com/sites/default/files/styles/product_photo/public/file/551006A.jpg?itok=zEU1zHKk | //www.youtube.com/embed/videoseries?list=PLuuV0ELkYb5WxbV4vT_fiKP6QyOTxErIt | https://www.caleffi.com/sites/default/files/file/38456_na_12.pdf
551007AC | DISCAL® Air Separator 1 1/4"" NPT w/ Expansion Tank Check | 18 | 291 | 8016615963243 | IT | 8481809015 | 2021-06-01 | Yes | https://www.caleffi.com/node/12385 | https://www.caleffi.com/sites/default/files/file/03603_18na.pdf | https://www.caleffi.com/sites/default/files/styles/product_photo/public/file/551007AC.jpg?itok=KQDqFqYz | //www.youtube.com/embed/videoseries?list=PLuuV0ELkYb5WxbV4vT_fiKP6QyOTxErIt | https://www.caleffi.com/sites/default/files/file/38456_na_12.pdf
551008A | DISCAL® Air Separator 1 1/2" NPT | 18 | 371 | 8016615068665 | IT | 8421290065 | 2021-06-01 | Yes | https://www.caleffi.com/node/12381 | https://www.caleffi.com/sites/default/files/file/03603_18na.pdf | https://www.caleffi.com/sites/default/files/styles/product_photo/public/file/551006A.jpg?itok=zEU1zHKk | //www.youtube.com/embed/videoseries?list=PLuuV0ELkYb5WxbV4vT_fiKP6QyOTxErIt | https://www.caleffi.com/sites/default/files/file/38456_na_12.pdf
551008AC | DISCAL® Air Separator 1 1/2" NPT w/ Expansion Tank Check | 18 | 378 | 8016615963250 | IT | 8481809015 | 2021-06-01 | Yes | https://www.caleffi.com/node/12385 | https://www.caleffi.com/sites/default/files/file/03603_18na.pdf | https://www.caleffi.com/sites/default/files/styles/product_photo/public/file/551007AC.jpg?itok=KQDqFqYz | //www.youtube.com/embed/videoseries?list=PLuuV0ELkYb5WxbV4vT_fiKP6QyOTxErIt | https://www.caleffi.com/sites/default/files/file/38456_na_12.pdf
551009A | DISCAL® Air Separator 2" NPT | 18 | 453 | 8016615068672 | IT | 8421290065 | 2021-06-01 | Yes | https://www.caleffi.com/node/12381 | https://www.caleffi.com/sites/default/files/file/03603_18na.pdf | https://www.caleffi.com/sites/default/files/styles/product_photo/public/file/551006A.jpg?itok=zEU1zHKk | //www.youtube.com/embed/videoseries?list=PLuuV0ELkYb5WxbV4vT_fiKP6QyOTxErIt | https://www.caleffi.com/sites/default/files/file/38456_na_12.pdf
551009AC | DISCAL® Air Separator 2" NPT w/ Expansion Tank Check | 18 | 460 | 8016615963267 | IT | 8481809015 | 2021-06-01 | Yes | https://www.caleffi.com/node/12385 | https://www.caleffi.com/sites/default/files/file/03603_18na.pdf | https://www.caleffi.com/sites/default/files/styles/product_photo/public/file/551007AC.jpg?itok=KQDqFqYz | //www.youtube.com/embed/videoseries?list=PLuuV0ELkYb5WxbV4vT_fiKP6QyOTxErIt | https://www.caleffi.com/sites/default/files/file/38456_na_12.pdf
551022A | DISCAL® Air Separator 3/4" Sweat Compact | 19 | 117 | 8016615078879 | IT | 8421290065 | 2021-06-01 | Yes | https://www.caleffi.com/node/12372 | https://www.caleffi.com/sites/default/files/file/03603_18na.pdf | https://www.caleffi.com/sites/default/files/styles/product_photo/public/file/551003.jpg?itok=2U3bQm2s | //www.youtube.com/embed/videoseries?list=PLuuV0ELkYb5WxbV4vT_fiKP6QyOTxErIt | https://www.caleffi.com/sites/default/files/file/38456_na_12.pdf
551022AC | DISCAL® Air Separator 3/4" Sweat Compact w/ Expansion Tank Check | 19 | 124 | 8016615963274 | IT | 8481809015 | 2021-06-01 | Yes | https://www.caleffi.com/node/12376 | https://www.caleffi.com/sites/default/files/file/03603_18na.pdf | https://www.caleffi.com/sites/default/files/styles/product_photo/public/file/551003ac.jpg?itok=5wGuJTvD | //www.youtube.com/embed/videoseries?list=PLuuV0ELkYb5WxbV4vT_fiKP6QyOTxErIt | https://www.caleffi.com/sites/default/files/file/38456_na_12.pdf
551028A | DISCAL® Air Separator 1" Sweat | 18 | 186 | 8016615184624 | IT | 8421290065 | 2021-06-01 | Yes | https://www.caleffi.com/node/12379 | https://www.caleffi.com/sites/default/files/file/03603_18na.pdf | https://www.caleffi.com/sites/default/files/styles/product_photo/public/file/551028A.jpg?itok=AUJ5MeM2 | //www.youtube.com/embed/videoseries?list=PLuuV0ELkYb5WxbV4vT_fiKP6QyOTxErIt | https://www.caleffi.com/sites/default/files/file/38456_na_12.pdf
551028AC | DISCAL® Air Separator 1" Sweat w/ Expansion Tank Check | 18 | 193 | 8016615963281 | IT | 8481809015 | 2021-06-01 | Yes | https://www.caleffi.com/node/12383 | https://www.caleffi.com/sites/default/files/file/03603_18na.pdf | https://www.caleffi.com/sites/default/files/styles/product_photo/public/file/551028AC.jpg?itok=mV8khXbU | //www.youtube.com/embed/videoseries?list=PLuuV0ELkYb5WxbV4vT_fiKP6QyOTxErIt | https://www.caleffi.com/sites/default/files/file/38456_na_12.pdf
551035A | DISCAL® Air Separator 1 1/4" Sweat | 18 | 271 | 8016615184631 | IT | 8421290065 | 2021-06-01 | Yes | https://www.caleffi.com/node/12379 | https://www.caleffi.com/sites/default/files/file/03603_18na.pdf | https://www.caleffi.com/sites/default/files/styles/product_photo/public/file/551028A.jpg?itok=AUJ5MeM2 | //www.youtube.com/embed/videoseries?list=PLuuV0ELkYb5WxbV4vT_fiKP6QyOTxErIt | https://www.caleffi.com/sites/default/files/file/38456_na_12.pdf
551035AC | DISCAL® Air Separator 1 1/4"" Sweat w/ Expansion Tank Check | 18 | 278 | 8016615963298 | IT | 8481809015 | 2021-06-01 | Yes | https://www.caleffi.com/node/12383 | https://www.caleffi.com/sites/default/files/file/03603_18na.pdf | https://www.caleffi.com/sites/default/files/styles/product_photo/public/file/551028AC.jpg?itok=mV8khXbU | //www.youtube.com/embed/videoseries?list=PLuuV0ELkYb5WxbV4vT_fiKP6QyOTxErIt | https://www.caleffi.com/sites/default/files/file/38456_na_12.pdf
551041A | DISCAL® Air Separator 1 1/2" Sweat | 18 | 353 | 8016615310573 | IT | 8421290065 | 2021-06-01 | Yes | https://www.caleffi.com/node/12379 | https://www.caleffi.com/sites/default/files/file/03603_18na.pdf | https://www.caleffi.com/sites/default/files/styles/product_photo/public/file/551028A.jpg?itok=AUJ5MeM2 | //www.youtube.com/embed/videoseries?list=PLuuV0ELkYb5WxbV4vT_fiKP6QyOTxErIt | https://www.caleffi.com/sites/default/files/file/38456_na_12.pdf
551041AC | DISCAL® Air Separator 1 1/2" Sweat w/ Expansion Tank Check | 18 | 361 | 8016615318487 | IT | 8481809015 | 2021-06-01 | Yes | https://www.caleffi.com/node/12383 | https://www.caleffi.com/sites/default/files/file/03603_18na.pdf | https://www.caleffi.com/sites/default/files/styles/product_photo/public/file/551028AC.jpg?itok=mV8khXbU | //www.youtube.com/embed/videoseries?list=PLuuV0ELkYb5WxbV4vT_fiKP6QyOTxErIt | https://www.caleffi.com/sites/default/files/file/38456_na_12.pdf
551050A | DISCAL® Air Separator 2" Flange | 20 | 1966 | 8016615080070 | US | 8421290065 | 2021-06-01 | Yes | https://www.caleffi.com/node/12453 |  | https://www.caleffi.com/sites/default/files/styles/product_photo/public/file/na551050a.jpg?itok=VnpOEqWQ | //www.youtube.com/embed/videoseries?list=PLuuV0ELkYb5WxbV4vT_fiKP6QyOTxErIt | https://www.caleffi.com/sites/default/files/file/38456_na_12.pdf
551050AT | Discal® Air Separator 2" MNPT | 20 | 1869 | 8016615597202 | US | 8481809015 | 2021-06-01 | Yes | https://www.caleffi.com/node/12453 |  | https://www.caleffi.com/sites/default/files/styles/product_photo/public/file/na551050a.jpg?itok=VnpOEqWQ | //www.youtube.com/embed/videoseries?list=PLuuV0ELkYb5WxbV4vT_fiKP6QyOTxErIt | https://www.caleffi.com/sites/default/files/file/38456_na_12.pdf
551054A | DISCAL® Air Separator 2" Sweat | 18 | 432 | 8016615310580 | IT | 8421290065 | 2021-06-01 | Yes | https://www.caleffi.com/node/12379 | https://www.caleffi.com/sites/default/files/file/03603_18na.pdf | https://www.caleffi.com/sites/default/files/styles/product_photo/public/file/551028A.jpg?itok=AUJ5MeM2 | //www.youtube.com/embed/videoseries?list=PLuuV0ELkYb5WxbV4vT_fiKP6QyOTxErIt | https://www.caleffi.com/sites/default/files/file/38456_na_12.pdf
551054AC | DISCAL® Air Separator 2" Sweat w/ Expansion Tank Check | 18 | 438 | 8016615318494 | IT | 8481809015 | 2021-06-01 | Yes | https://www.caleffi.com/node/12383 | https://www.caleffi.com/sites/default/files/file/03603_18na.pdf | https://www.caleffi.com/sites/default/files/styles/product_photo/public/file/551028AC.jpg?itok=mV8khXbU | //www.youtube.com/embed/videoseries?list=PLuuV0ELkYb5WxbV4vT_fiKP6QyOTxErIt | https://www.caleffi.com/sites/default/files/file/38456_na_12.pdf
551060A | DISCAL® Air Separator 2 1/2" Flange | 20 | 2201 | 8016615068689 | US | 8421290065 | 2021-06-01 | Yes | https://www.caleffi.com/node/12453 |  | https://www.caleffi.com/sites/default/files/styles/product_photo/public/file/na551050a.jpg?itok=VnpOEqWQ | //www.youtube.com/embed/videoseries?list=PLuuV0ELkYb5WxbV4vT_fiKP6QyOTxErIt | https://www.caleffi.com/sites/default/files/file/38456_na_12.pdf
551060AT | Discal®Air Separator 2-1/2" Flange | 20 | 2100 | 8016615597219 | US | 8481809015 | 2021-06-01 | Yes | https://www.caleffi.com/node/12453 |  | https://www.caleffi.com/sites/default/files/styles/product_photo/public/file/na551050a.jpg?itok=VnpOEqWQ | //www.youtube.com/embed/videoseries?list=PLuuV0ELkYb5WxbV4vT_fiKP6QyOTxErIt | https://www.caleffi.com/sites/default/files/file/38456_na_12.pdf
551066A | DISCAL® Air Separator 1" Press | 18 | 223 | 8016615551181 | IT | 8481809015 | 2021-06-01 | Yes | https://www.caleffi.com/node/39374 | https://www.caleffi.com/sites/default/files/file/03603_18na.pdf | https://www.caleffi.com/sites/default/files/styles/product_photo/public/file/551066.jpg?itok=Y1T3hjC- | //www.youtube.com/embed/videoseries?list=PLuuV0ELkYb5WxbV4vT_fiKP6QyOTxErIt | https://www.caleffi.com/sites/default/files/file/38456_na_12.pdf
551066AC | DISCAL® Air Separator 1" Press w/ Expansion Tank Check | 18 | 228 | 8016615551204 | IT | 8481809015 | 2021-06-01 | Yes | https://www.caleffi.com/node/39374 | https://www.caleffi.com/sites/default/files/file/03603_18na.pdf | https://www.caleffi.com/sites/default/files/styles/product_photo/public/file/551066.jpg?itok=Y1T3hjC- | //www.youtube.com/embed/videoseries?list=PLuuV0ELkYb5WxbV4vT_fiKP6QyOTxErIt | https://www.caleffi.com/sites/default/files/file/38456_na_12.pdf
551067A | DISCAL® Air Separator 1 1/4" Press | 18 | 342 | 8016615551198 | IT | 8481809015 | 2021-06-01 | Yes | https://www.caleffi.com/node/39374 | https://www.caleffi.com/sites/default/files/file/03603_18na.pdf | https://www.caleffi.com/sites/default/files/styles/product_photo/public/file/551066.jpg?itok=Y1T3hjC- | //www.youtube.com/embed/videoseries?list=PLuuV0ELkYb5WxbV4vT_fiKP6QyOTxErIt | https://www.caleffi.com/sites/default/files/file/38456_na_12.pdf
551067AC | DISCAL® Air Separator 1 1/4"" Press w/ Expansion Tank Check | 18 | 350 | 8016615551211 | IT | 8481809015 | 2021-06-01 | Yes | https://www.caleffi.com/node/39374 | https://www.caleffi.com/sites/default/files/file/03603_18na.pdf | https://www.caleffi.com/sites/default/files/styles/product_photo/public/file/551066.jpg?itok=Y1T3hjC- | //www.youtube.com/embed/videoseries?list=PLuuV0ELkYb5WxbV4vT_fiKP6QyOTxErIt | https://www.caleffi.com/sites/default/files/file/38456_na_12.pdf
551068A | DISCAL® Air Separator 1 1/2" Press | 18 | 442 | 8016615594904 | IT | 8481809015 | 2021-06-01 | Yes | https://www.caleffi.com/node/39374 | https://www.caleffi.com/sites/default/files/file/03603_18na.pdf | https://www.caleffi.com/sites/default/files/styles/product_photo/public/file/551066.jpg?itok=Y1T3hjC- | //www.youtube.com/embed/videoseries?list=PLuuV0ELkYb5WxbV4vT_fiKP6QyOTxErIt | https://www.caleffi.com/sites/default/files/file/38456_na_12.pdf
551068AC | DISCAL® Air Separator 1 1/2" Press w/ Expansion Tank Check | 18 | 449 | 8016615594911 | IT | 8481809015 | 2021-06-01 | Yes | https://www.caleffi.com/node/39374 | https://www.caleffi.com/sites/default/files/file/03603_18na.pdf | https://www.caleffi.com/sites/default/files/styles/product_photo/public/file/551066.jpg?itok=Y1T3hjC- | //www.youtube.com/embed/videoseries?list=PLuuV0ELkYb5WxbV4vT_fiKP6QyOTxErIt | https://www.caleffi.com/sites/default/files/file/38456_na_12.pdf
551069A | DISCAL® Air Separator 2" Press | 18 | 540 | 8016615594928 | IT | 8481809015 | 2021-06-01 | Yes | https://www.caleffi.com/node/39374 | https://www.caleffi.com/sites/default/files/file/03603_18na.pdf | https://www.caleffi.com/sites/default/files/styles/product_photo/public/file/551066.jpg?itok=Y1T3hjC- | //www.youtube.com/embed/videoseries?list=PLuuV0ELkYb5WxbV4vT_fiKP6QyOTxErIt | https://www.caleffi.com/sites/default/files/file/38456_na_12.pdf
551069AC | DISCAL® Air Separator 2" Press w/ Expansion Tank Check | 18 | 547 | 8016615597950 | IT | 8481809015 | 2021-06-01 | Yes | https://www.caleffi.com/node/39374 | https://www.caleffi.com/sites/default/files/file/03603_18na.pdf | https://www.caleffi.com/sites/default/files/styles/product_photo/public/file/551066.jpg?itok=Y1T3hjC- | //www.youtube.com/embed/videoseries?list=PLuuV0ELkYb5WxbV4vT_fiKP6QyOTxErIt | https://www.caleffi.com/sites/default/files/file/38456_na_12.pdf
551080A | DISCAL® Air Separator 3" Flange | 20 | 2914 | 8016615068696 | US | 8421290065 | 2021-06-01 | Yes | https://www.caleffi.com/node/12453 |  | https://www.caleffi.com/sites/default/files/styles/product_photo/public/file/na551050a.jpg?itok=VnpOEqWQ | //www.youtube.com/embed/videoseries?list=PLuuV0ELkYb5WxbV4vT_fiKP6QyOTxErIt | https://www.caleffi.com/sites/default/files/file/38456_na_12.pdf
551100A | DISCAL® Air Separator 4" Flange | 20 | 3259 | 8016615068702 | US | 8421290065 | 2021-06-01 | Yes | https://www.caleffi.com/node/12453 |  | https://www.caleffi.com/sites/default/files/styles/product_photo/public/file/na551050a.jpg?itok=VnpOEqWQ | //www.youtube.com/embed/videoseries?list=PLuuV0ELkYb5WxbV4vT_fiKP6QyOTxErIt | https://www.caleffi.com/sites/default/files/file/38456_na_12.pdf
551120A | DISCAL® Air Separator 5" Flange | 20 | 4744 | 8016615080087 | IT | 8421290065 | 2021-06-01 | Yes | https://www.caleffi.com/node/12453 |  | https://www.caleffi.com/sites/default/files/styles/product_photo/public/file/na551050a.jpg?itok=VnpOEqWQ | //www.youtube.com/embed/videoseries?list=PLuuV0ELkYb5WxbV4vT_fiKP6QyOTxErIt | https://www.caleffi.com/sites/default/files/file/38456_na_12.pdf
551150A | DISCAL® Air Separator 6" Flange | 20 | 6113 | 8016615080094 | IT | 8421290065 | 2021-06-01 | Yes | https://www.caleffi.com/node/12453 |  | https://www.caleffi.com/sites/default/files/styles/product_photo/public/file/na551050a.jpg?itok=VnpOEqWQ | //www.youtube.com/embed/videoseries?list=PLuuV0ELkYb5WxbV4vT_fiKP6QyOTxErIt | https://www.caleffi.com/sites/default/files/file/38456_na_12.pdf
551705A | DISCAL® Rotating Collar Air Separator 3/4" MNPT Union | 19 | 230 | 8016615587982 | IT | 8481809015 | 2021-06-01 | Yes | https://www.caleffi.com/node/58834 |  | https://www.caleffi.com/sites/default/files/styles/product_photo/public/file/551766a.jpg?itok=4XGsFxsq | //www.youtube.com/embed/videoseries?list=PLuuV0ELkYb5WxbV4vT_fiKP6QyOTxErIt | https://www.caleffi.com/sites/default/files/file/38456_na_12.pdf
551706A | DISCAL® Rotating Collar Air Separator 1"MNPT Union | 19 | 245 | 8016615588170 | IT | 8481809015 | 2021-06-01 | Yes | https://www.caleffi.com/node/58834 |  | https://www.caleffi.com/sites/default/files/styles/product_photo/public/file/551766a.jpg?itok=4XGsFxsq | //www.youtube.com/embed/videoseries?list=PLuuV0ELkYb5WxbV4vT_fiKP6QyOTxErIt | https://www.caleffi.com/sites/default/files/file/38456_na_12.pdf
551765A | DISCAL® Rotating Collar Air Separator 3/4" Press Union | 19 | 243 | 8016615588156 | IT | 8481809015 | 2021-06-01 | Yes | https://www.caleffi.com/node/58834 |  | https://www.caleffi.com/sites/default/files/styles/product_photo/public/file/551766a.jpg?itok=4XGsFxsq | //www.youtube.com/embed/videoseries?list=PLuuV0ELkYb5WxbV4vT_fiKP6QyOTxErIt | https://www.caleffi.com/sites/default/files/file/38456_na_12.pdf
551766A | DISCAL® Rotating Collar Air Separator 1" Press Union | 19 | 271 | 8016615588187 | IT | 8481809015 | 2021-06-01 | Yes | https://www.caleffi.com/node/58834 |  | https://www.caleffi.com/sites/default/files/styles/product_photo/public/file/551766a.jpg?itok=4XGsFxsq | //www.youtube.com/embed/videoseries?list=PLuuV0ELkYb5WxbV4vT_fiKP6QyOTxErIt | https://www.caleffi.com/sites/default/files/file/38456_na_12.pdf
551795A | DISCAL® Rotating Collar Air Separator 3/4" Seat Union | 19 | 227 | 8016615588163 | IT | 8481809015 | 2021-06-01 | Yes | https://www.caleffi.com/node/58834 |  | https://www.caleffi.com/sites/default/files/styles/product_photo/public/file/551766a.jpg?itok=4XGsFxsq | //www.youtube.com/embed/videoseries?list=PLuuV0ELkYb5WxbV4vT_fiKP6QyOTxErIt | https://www.caleffi.com/sites/default/files/file/38456_na_12.pdf
551796A | DISCAL® Rotating Collar Air Separator 1" Sweat Union | 19 | 242 | 8016615588194 | IT | 8481809015 | 2021-06-01 | Yes | https://www.caleffi.com/node/58834 |  | https://www.caleffi.com/sites/default/files/styles/product_photo/public/file/551766a.jpg?itok=4XGsFxsq | //www.youtube.com/embed/videoseries?list=PLuuV0ELkYb5WxbV4vT_fiKP6QyOTxErIt | https://www.caleffi.com/sites/default/files/file/38456_na_12.pdf
553542A | Auto fill Boiler Feed Valve1/2"NPT Inlet | 88 | 106 | 8016615073072 | IT | 8481100090 | 2021-06-01 | Yes | https://www.caleffi.com/node/13838 | https://www.caleffi.com/sites/default/files/file/03591-17-1na.pdf | https://www.caleffi.com/sites/default/files/styles/product_photo/public/file/553542a.jpg?itok=pkc6fu8H | //www.youtube.com/embed/videoseries?list=PLuuV0ELkYb5W4rxl_ewz19aCY1avwViK7 | https://www.caleffi.com/sites/default/files/file/38467_na-06.pdf
553549A | AutoFill™ 1/2"Sweat Inlet X 1/2" NPT outlet | 88 | 100.4 | 8016615962123 | IT | 8481100090 | 2021-06-01 | Yes | https://www.caleffi.com/node/13838 | https://www.caleffi.com/sites/default/files/file/03591-17-1na.pdf | https://www.caleffi.com/sites/default/files/styles/product_photo/public/file/553542a.jpg?itok=pkc6fu8H | //www.youtube.com/embed/videoseries?list=PLuuV0ELkYb5W4rxl_ewz19aCY1avwViK7 | https://www.caleffi.com/sites/default/files/file/38467_na-06.pdf
553642A | AutoFill™ 1/2" NPT Inlet X 1/2" NPT Outlet w/ Pressure Gauge | 88 | 119 | 8016615504927 | IT | 8481100090 | 2021-06-01 | Yes | https://www.caleffi.com/node/26394 | https://www.caleffi.com/sites/default/files/file/03591-17-1na.pdf | https://www.caleffi.com/sites/default/files/styles/product_photo/public/file/553642.jpg?itok=EroWV83v | //www.youtube.com/embed/videoseries?list=PLuuV0ELkYb5W4rxl_ewz19aCY1avwViK7 | https://www.caleffi.com/sites/default/files/file/38467_na-06.pdf
553649A | AutoFill™ 1/2"Sweat Inlet X 1/2" NPT outlet w/ Pressure Gauge | 88 | 113 | 8016615504941 | IT | 8481100090 | 2021-06-01 | Yes | https://www.caleffi.com/node/26394 | https://www.caleffi.com/sites/default/files/file/03591-17-1na.pdf | https://www.caleffi.com/sites/default/files/styles/product_photo/public/file/553642.jpg?itok=EroWV83v | //www.youtube.com/embed/videoseries?list=PLuuV0ELkYb5W4rxl_ewz19aCY1avwViK7 | https://www.caleffi.com/sites/default/files/file/38467_na-06.pdf
559920A | HydroLink with Air Vent & Drain 2+0, outlet center dim. 125mm | 12 | 809 | 8016615470482 | IT | 8481809015 | 2021-06-01 | Yes | https://www.caleffi.com/node/17374 |  | https://www.caleffi.com/sites/default/files/styles/product_photo/public/file/559220a.jpg?itok=E9lL8Dxb | //www.youtube.com/embed/videoseries?list=PLuuV0ELkYb5U0962Sw6Ok6XwM2DszkwH7 | https://www.caleffi.com/sites/default/files/file/38483_na_03.pdf
559921A | HydroLink with Air Vent & Drain 2+1, outlet center dim. 125mm | 12 | 833 | 8016615470499 | IT | 8481809015 | 2021-06-01 | Yes | https://www.caleffi.com/node/17376 |  | https://www.caleffi.com/sites/default/files/styles/product_photo/public/file/559921a.jpg?itok=EGYwoTmS | //www.youtube.com/embed/videoseries?list=PLuuV0ELkYb5U0962Sw6Ok6XwM2DszkwH7 | https://www.caleffi.com/sites/default/files/file/38483_na_03.pdf
559922A | HydroLink with Air Vent & Drain 2+2, outlet center dim. 125mm | 12 | 994 | 8016615470505 | IT | 8481809015 | 2021-06-01 | Yes | https://www.caleffi.com/node/17378 |  | https://www.caleffi.com/sites/default/files/styles/product_photo/public/file/559922a.jpg?itok=zQ4YbDcX | //www.youtube.com/embed/videoseries?list=PLuuV0ELkYb5U0962Sw6Ok6XwM2DszkwH7 | https://www.caleffi.com/sites/default/files/file/38483_na_03.pdf
559931A | HydroLink with Air Vent & Drain 3+1, outlet center dim. 125mm | 12 | 1194 | 8016615470512 | IT | 8481809015 | 2021-06-01 | Yes | https://www.caleffi.com/node/17380 |  | https://www.caleffi.com/sites/default/files/styles/product_photo/public/file/559931a.jpg?itok=4A-8lM2g | //www.youtube.com/embed/videoseries?list=PLuuV0ELkYb5U0962Sw6Ok6XwM2DszkwH7 | https://www.caleffi.com/sites/default/files/file/38483_na_03.pdf
561402A | Discal Check Valve 1/2" NPT | 17 | 13.1 | 8016615078916 | IT | 8431309000 | 2021-06-01 | Yes | https://www.caleffi.com/node/15154 |  | https://www.caleffi.com/sites/default/files/styles/product_photo/public/file/59474a-561402a.jpg?itok=R6f41hlZ | //www.youtube.com/embed/_islVXcOBEw?list=PLC18D648800C03B89 | https://www.caleffi.com/sites/default/files/file/38494_na_03.pdf
561402A | Discal Check Valve 1/2" NPT | 17 | 13.1 | 8016615078916 | IT | 8431309000 | 2021-06-01 | Yes | https://www.caleffi.com/node/15154 |  | https://www.caleffi.com/sites/default/files/styles/product_photo/public/file/59474a-561402a.jpg?itok=R6f41hlZ | //www.youtube.com/embed/_islVXcOBEw?list=PLC18D648800C03B89 | https://www.caleffi.com/sites/default/files/file/38494_na_03.pdf
573002A | COMBO AutoFill™ 1/2" NPT X 1/2" NPT ASSE 1012 | 88 | 180 | 8016615962000 | IT | 8481301090 | 2021-06-01 | Yes | https://www.caleffi.com/node/13841 | https://www.caleffi.com/sites/default/files/file/03591-17-1na.pdf | https://www.caleffi.com/sites/default/files/styles/product_photo/public/file/573002a.jpg?itok=3-hCqVy1 | //www.youtube.com/embed/videoseries?list=PLuuV0ELkYb5XNlC1081_GGojZ61CQFY7U | https://www.caleffi.com/sites/default/files/file/38467-38517na-0121.pdf
573006A | COMBO AutoFill™ 1/2" Press X 1/2" Press ASSE 1012 | 88 | 201 | 8016615576580 | IT | 8481301090 | 2021-06-01 | Yes | https://www.caleffi.com/node/13841 | https://www.caleffi.com/sites/default/files/file/03591-17-1na.pdf | https://www.caleffi.com/sites/default/files/styles/product_photo/public/file/573002a.jpg?itok=3-hCqVy1 | //www.youtube.com/embed/videoseries?list=PLuuV0ELkYb5XNlC1081_GGojZ61CQFY7U | https://www.caleffi.com/sites/default/files/file/38467-38517na-0121.pdf
573007A | COMBO AutoFill™ 1/2" Press inlet X 1/2" NPT outlet ASSE 1012 | 88 | 191 | 8016615576597 | IT | 8481301090 | 2021-06-01 | Yes | https://www.caleffi.com/node/13841 | https://www.caleffi.com/sites/default/files/file/03591-17-1na.pdf | https://www.caleffi.com/sites/default/files/styles/product_photo/public/file/573002a.jpg?itok=3-hCqVy1 | //www.youtube.com/embed/videoseries?list=PLuuV0ELkYb5XNlC1081_GGojZ61CQFY7U | https://www.caleffi.com/sites/default/files/file/38467-38517na-0121.pdf
573009A | COMBO AutoFill™ 1/2" Sweat Inlet X 1/2" NPT Outlet ASSE 1012 | 88 | 172 | 8016615962017 | IT | 8481301090 | 2021-06-01 | Yes | https://www.caleffi.com/node/13841 | https://www.caleffi.com/sites/default/files/file/03591-17-1na.pdf | https://www.caleffi.com/sites/default/files/styles/product_photo/public/file/573002a.jpg?itok=3-hCqVy1 | //www.youtube.com/embed/videoseries?list=PLuuV0ELkYb5XNlC1081_GGojZ61CQFY7U | https://www.caleffi.com/sites/default/files/file/38467-38517na-0121.pdf
573012A | COMBO AutoFill™ 1/2" NPT X 1/2" NPT w/ Pressure gauge ASSE 1012 | 88 | 194 | 8016615504958 | IT | 8481301090 | 2021-06-01 | Yes | https://www.caleffi.com/node/26161 | https://www.caleffi.com/sites/default/files/file/03591-17-1na.pdf | https://www.caleffi.com/sites/default/files/styles/product_photo/public/file/573012a.jpg?itok=069CfXU5 | //www.youtube.com/embed/videoseries?list=PLuuV0ELkYb5XNlC1081_GGojZ61CQFY7U | https://www.caleffi.com/sites/default/files/file/38467-38517na-0121.pdf
573016A | COMBO AutoFill™ 1/2" Press X 1/2" Press w/ Pressure gauge ASSE 1012 | 88 | 216 | 8016615576603 | IT | 8481301090 | 2021-06-01 | Yes | https://www.caleffi.com/node/26161 | https://www.caleffi.com/sites/default/files/file/03591-17-1na.pdf | https://www.caleffi.com/sites/default/files/styles/product_photo/public/file/573012a.jpg?itok=069CfXU5 | //www.youtube.com/embed/videoseries?list=PLuuV0ELkYb5XNlC1081_GGojZ61CQFY7U | https://www.caleffi.com/sites/default/files/file/38467-38517na-0121.pdf
573017A | COMBO AutoFill™ 1/2" Press inlet X 1/2" NPT outlet w/ Pressure gauge ASSE 1012 | 88 | 206 | 8016615576610 | IT | 8481301090 | 2021-06-01 | Yes | https://www.caleffi.com/node/26161 | https://www.caleffi.com/sites/default/files/file/03591-17-1na.pdf | https://www.caleffi.com/sites/default/files/styles/product_photo/public/file/573012a.jpg?itok=069CfXU5 | //www.youtube.com/embed/videoseries?list=PLuuV0ELkYb5XNlC1081_GGojZ61CQFY7U | https://www.caleffi.com/sites/default/files/file/38467-38517na-0121.pdf
573019A | COMBO AutoFill™ 1/2" Sweat Inlet X 1/2" NPT Outlet w/ Pressure gauge ASSE 1012 | 88 | 186 | 8016615504965 | IT | 8481301090 | 2021-06-01 | Yes | https://www.caleffi.com/node/26161 | https://www.caleffi.com/sites/default/files/file/03591-17-1na.pdf | https://www.caleffi.com/sites/default/files/styles/product_photo/public/file/573012a.jpg?itok=069CfXU5 | //www.youtube.com/embed/videoseries?list=PLuuV0ELkYb5XNlC1081_GGojZ61CQFY7U | https://www.caleffi.com/sites/default/files/file/38467-38517na-0121.pdf
573100A | 573 replacement body | 81 | 60.2 | 8016615585896 | IT | 8481301090 | 2021-06-01 | Yes | https://www.caleffi.com/node/13843 |  | https://www.caleffi.com/sites/default/files/styles/product_photo/public/file/573403a.jpg?itok=KiU2vQBX | //www.youtube.com/embed/videoseries?list=PLuuV0ELkYb5VzPEneISw2GUqtTEb_xAem | https://www.caleffi.com/sites/default/files/file/38517-na-08.pdf
573403A | Backflow Preventer 1/2" NPT ASSE 1012 | 81 | 82 | 8016615087604 | IT | 8481301090 | 2021-06-01 | Yes | https://www.caleffi.com/node/13843 |  | https://www.caleffi.com/sites/default/files/styles/product_photo/public/file/573403a.jpg?itok=KiU2vQBX | //www.youtube.com/embed/videoseries?list=PLuuV0ELkYb5VzPEneISw2GUqtTEb_xAem | https://www.caleffi.com/sites/default/files/file/38517-na-08.pdf
573406A | Backflow Preventer 1/2" Press ASSE 1012 | 81 | 99.8 | 8016615577914 | IT | 8481301090 | 2021-06-01 | Yes | https://www.caleffi.com/node/13843 |  | https://www.caleffi.com/sites/default/files/styles/product_photo/public/file/573403a.jpg?itok=KiU2vQBX | //www.youtube.com/embed/videoseries?list=PLuuV0ELkYb5VzPEneISw2GUqtTEb_xAem | https://www.caleffi.com/sites/default/files/file/38517-na-08.pdf
573409A | Backflow Preventer 1/2" Sweat ASSE 1012 | 81 | 77.9 | 8016615962031 | IT | 8481301090 | 2021-06-01 | Yes | https://www.caleffi.com/node/13843 |  | https://www.caleffi.com/sites/default/files/styles/product_photo/public/file/573403a.jpg?itok=KiU2vQBX | //www.youtube.com/embed/videoseries?list=PLuuV0ELkYb5VzPEneISw2GUqtTEb_xAem | https://www.caleffi.com/sites/default/files/file/38517-na-08.pdf
573493A | Backflow Preventer 1/2" Sweat Inlet X 1/2" NPT Outlet ASSE 1012 | 81 | 80.2 | 8016615962048 | IT | 8481301090 | 2021-06-01 | Yes | https://www.caleffi.com/node/13843 |  | https://www.caleffi.com/sites/default/files/styles/product_photo/public/file/573403a.jpg?itok=KiU2vQBX | //www.youtube.com/embed/videoseries?list=PLuuV0ELkYb5VzPEneISw2GUqtTEb_xAem | https://www.caleffi.com/sites/default/files/file/38517-na-08.pdf
573503A | Backflow Preventer 3/4" NPT ASSE 1012 | 81 | 86.1 | 8016615087611 | IT | 8481301090 | 2021-06-01 | Yes | https://www.caleffi.com/node/13843 |  | https://www.caleffi.com/sites/default/files/styles/product_photo/public/file/573403a.jpg?itok=KiU2vQBX | //www.youtube.com/embed/videoseries?list=PLuuV0ELkYb5VzPEneISw2GUqtTEb_xAem | https://www.caleffi.com/sites/default/files/file/38517-na-08.pdf
574002A | COMBO AutoFill™ 1/2" NPT Inlet X 1/2" NPT Outlet ASSE 1013 | 88 | 417 | 8016615576375 | IT | 8481301090 | 2021-06-01 | Yes | https://www.caleffi.com/node/54242 |  | https://www.caleffi.com/sites/default/files/styles/product_photo/public/file/574012a.jpg?itok=DADLG-Nl | //www.youtube.com/embed/videoseries?list=PLuuV0ELkYb5VliK_-FXkTid0kK7PE4QEO | https://www.caleffi.com/sites/default/files/file/h0003953-02.pdf
574004A | Backflow preventer 1/2" NPT ASSE 1013 | 82 | 317 | 8016615577891 | IT | 8481301090 | 2021-06-01 | Yes | https://www.caleffi.com/node/52408 |  | https://www.caleffi.com/sites/default/files/styles/product_photo/public/file/574004a-r1.jpg?itok=oqBsNzjJ | //www.youtube.com/embed/videoseries?list=PLuuV0ELkYb5VliK_-FXkTid0kK7PE4QEO | https://www.caleffi.com/sites/default/files/file/h0003953-02.pdf
574006A | Backflow Preventer 1" FNPT ASSE 1013 | 82 | 397 | 8016615585926 | IT | 8481301090 | 2021-06-01 | Yes | https://www.caleffi.com/node/54242 |  | https://www.caleffi.com/sites/default/files/styles/product_photo/public/file/574012a.jpg?itok=DADLG-Nl | //www.youtube.com/embed/videoseries?list=PLuuV0ELkYb5VliK_-FXkTid0kK7PE4QEO | https://www.caleffi.com/sites/default/files/file/h0003953-02.pdf
574012A | COMBO AutoFill™ 1/2" NPT Inlet X 1/2" NPT Outlet with Pressure Gauge ASSE 1013 | 88 | 429 | 8016615576382 | IT | 8481301090 | 2021-06-01 | Yes | https://www.caleffi.com/node/54242 |  | https://www.caleffi.com/sites/default/files/styles/product_photo/public/file/574012a.jpg?itok=DADLG-Nl | //www.youtube.com/embed/videoseries?list=PLuuV0ELkYb5VliK_-FXkTid0kK7PE4QEO | https://www.caleffi.com/sites/default/files/file/h0003953-02.pdf
574050A | Backflow Preventer 3/4" NPT ASSE 1013 | 82 | 381 | 8016615577907 | IT | 8481301090 | 2021-06-01 | Yes | https://www.caleffi.com/node/52402 | #REF! | https://www.caleffi.com/sites/default/files/styles/product_photo/public/file/574050a-r1.jpg?itok=Il2WsTiT | //www.youtube.com/embed/videoseries?list=PLuuV0ELkYb5VliK_-FXkTid0kK7PE4QEO | https://www.caleffi.com/sites/default/files/file/h0003953-02.pdf
574056A | Backflow Preventer 3/4" Press ASSE 1013 | 82 | 414 | 8016615585919 | IT | 8481301090 | 2021-06-01 | Yes | https://www.caleffi.com/node/52402 | https://www.caleffi.com/sites/default/files/file/03651-21_na.pdf | https://www.caleffi.com/sites/default/files/styles/product_photo/public/file/574050a-r1.jpg?itok=Il2WsTiT | //www.youtube.com/embed/videoseries?list=PLuuV0ELkYb5VliK_-FXkTid0kK7PE4QEO | https://www.caleffi.com/sites/default/files/file/h0003953-02.pdf
574064A | Backflow Preventer 1/2" Press ASSE 1013 | 82 | 336 | 8016615585902 | IT | 8481301090 | 2021-06-01 | Yes | https://www.caleffi.com/node/52408 |  | https://www.caleffi.com/sites/default/files/styles/product_photo/public/file/574004a-r1.jpg?itok=oqBsNzjJ | //www.youtube.com/embed/videoseries?list=PLuuV0ELkYb5VliK_-FXkTid0kK7PE4QEO | https://www.caleffi.com/sites/default/files/file/h0003953-02.pdf
574066A | Backflow Preventer 1" press ASSE 1013 | 82 | 441 | 8016615657296 | IT | 8481301090 | 2021-06-01 | Yes | https://www.caleffi.com/node/52402 | https://www.caleffi.com/sites/default/files/file/03651-21_na.pdf | https://www.caleffi.com/sites/default/files/styles/product_photo/public/file/574050a-r1.jpg?itok=Il2WsTiT | //www.youtube.com/embed/videoseries?list=PLuuV0ELkYb5VliK_-FXkTid0kK7PE4QEO | https://www.caleffi.com/sites/default/files/file/h0003953-02.pdf
574151A | COMBO AutoFill™ 3/4" NPT Inlet X 3/4" NPT Outlet with Pressure Gauge ASSE 1013 | 89 | 509 | 8016615576399 | IT | 8481301090 | 2021-06-01 | Yes | https://www.caleffi.com/node/54287 |  | https://www.caleffi.com/sites/default/files/styles/product_photo/public/file/574151a-r1.jpg?itok=Wwp-8Be- | //www.youtube.com/embed/videoseries?list=PLuuV0ELkYb5VliK_-FXkTid0kK7PE4QEO | https://www.caleffi.com/sites/default/files/file/h0003953-02.pdf
574156A | COMBO AutoFill™ 3/4" Press inlet X 3/4" Press outlet w/ Pressure gauge ASSE 1013 | 89 | 541 | 8016615586053 | IT | 8481301090 | 2021-06-01 | Yes | https://www.caleffi.com/node/54287 |  | https://www.caleffi.com/sites/default/files/styles/product_photo/public/file/574151a-r1.jpg?itok=Wwp-8Be- | //www.youtube.com/embed/videoseries?list=PLuuV0ELkYb5VliK_-FXkTid0kK7PE4QEO | https://www.caleffi.com/sites/default/files/file/h0003953-02.pdf
574157A | COMBO AutoFill™ 3/4" Press inlet X 3/4" NPT outlet w/ Pressure gauge ASSE 1013 | 89 | 525 | 8016615586091 | IT | 8481301090 | 2021-06-01 | Yes | https://www.caleffi.com/node/54287 |  | https://www.caleffi.com/sites/default/files/styles/product_photo/public/file/574151a-r1.jpg?itok=Wwp-8Be- | //www.youtube.com/embed/videoseries?list=PLuuV0ELkYb5VliK_-FXkTid0kK7PE4QEO | https://www.caleffi.com/sites/default/files/file/h0003953-02.pdf
574206A | COMBO AutoFill™ 1/2" Press Inlet X 1/2" Press Outlet ASSE 1013 | 88 | 436 |  | IT | 8481301090 | 2021-06-01 | Yes | https://www.caleffi.com/node/54242 |  | https://www.caleffi.com/sites/default/files/styles/product_photo/public/file/574012a.jpg?itok=DADLG-Nl | //www.youtube.com/embed/videoseries?list=PLuuV0ELkYb5VliK_-FXkTid0kK7PE4QEO
574207A | COMBO AutoFill™ 1/2" NPT Press X 1/2" NPT Outlet ASSE 1013 | 88 | 426 |  | IT | 8481301090 | 2021-06-01 | Yes | https://www.caleffi.com/node/54242 |  | https://www.caleffi.com/sites/default/files/styles/product_photo/public/file/574012a.jpg?itok=DADLG-Nl | //www.youtube.com/embed/videoseries?list=PLuuV0ELkYb5VliK_-FXkTid0kK7PE4QEO
574216A | COMBO AutoFill™ 1/2" Press Inlet X 1/2" Press Outlet With Pressure Gauge ASSE 1013 | 88 | 448 |  | IT | 8481301090 | 2021-06-01 | Yes | https://www.caleffi.com/node/54242 |  | https://www.caleffi.com/sites/default/files/styles/product_photo/public/file/574012a.jpg?itok=DADLG-Nl | //www.youtube.com/embed/videoseries?list=PLuuV0ELkYb5VliK_-FXkTid0kK7PE4QEO
574217A | COMBO AutoFill™ 1/2" NPT Press X 1/2" NPT Outlet with Pressue Gauge ASSE 1013 | 88 | 439 |  | IT | 8481301090 | 2021-06-01 | Yes | https://www.caleffi.com/node/54242 |  | https://www.caleffi.com/sites/default/files/styles/product_photo/public/file/574012a.jpg?itok=DADLG-Nl | //www.youtube.com/embed/videoseries?list=PLuuV0ELkYb5VliK_-FXkTid0kK7PE4QEO
59474A | Check Valve 1/8" (502610) | 17 | 10.7 | 8016615074703 | IT | 8481309000 | 2021-06-01 | Yes | https://www.caleffi.com/node/15154 |  | https://www.caleffi.com/sites/default/files/styles/product_photo/public/file/59474a-561402a.jpg?itok=R6f41hlZ | //www.youtube.com/embed/_islVXcOBEw?list=PLC18D648800C03B89 | https://www.caleffi.com/sites/default/files/file/38494_na_03.pdf
59804A | Check Valve 1/4" (502620) | 17 | 11.4 | 8016615074697 | IT | 8481309000 | 2021-06-01 | Yes | https://www.caleffi.com/node/15154 |  | https://www.caleffi.com/sites/default/files/styles/product_photo/public/file/59474a-561402a.jpg?itok=R6f41hlZ | //www.youtube.com/embed/_islVXcOBEw?list=PLC18D648800C03B89 | https://www.caleffi.com/sites/default/files/file/38494_na_03.pdf
59817A | Male UnionTail 1" NPT - Nut+Fitting | 94 | 27.6 | 8016615078688 | IT | 8481909085 | 2021-06-01 | Yes | https://www.caleffi.com/node/17670 |  | https://www.caleffi.com/sites/default/files/styles/product_photo/public/file/59817A.jpg?itok=AkZ5a7Ee
59834A | Female Union Tail 1" SWT - Nut | 94 | 24.9 | 8016615082975 | IT | 8481909085 | 2021-06-01 | Yes | https://www.caleffi.com/node/17672 |  | https://www.caleffi.com/sites/default/files/styles/product_photo/public/file/59834A.jpg?itok=NQzdR8aD
59840A | 3/4" NPT Check Valve 5211- 3 | 94 | 25 | 8016615084290 | IT | 8481309000 | 2021-06-01 | Yes | https://www.caleffi.com/node/17674 |  | https://www.caleffi.com/sites/default/files/styles/product_photo/public/file/59840A1.jpg?itok=0sd49OUU
59893A | 1/2" NPT Check Valve 5213 | 94 | 18.4 | 8016615097412 | IT | 8481309000 | 2021-06-01 | Yes | https://www.caleffi.com/node/17674 |  | https://www.caleffi.com/sites/default/files/styles/product_photo/public/file/59840A1.jpg?itok=0sd49OUU
59894A | Male Tail 1" NPT Check Valve Nut | 94 | 40.2 | 8016615097405 | IT | 8481909085 | 2021-06-01 | Yes | https://www.caleffi.com/node/17670 |  | https://www.caleffi.com/sites/default/files/styles/product_photo/public/file/59817A.jpg?itok=AkZ5a7Ee
59904A | 1/2" SWT Fitting w/check | 94 | 15.9 | 8016615101201 | IT | 8481309000 | 2021-06-01 | Yes | https://www.caleffi.com/node/17880 |  | https://www.caleffi.com/sites/default/files/styles/product_photo/public/file/59905a.jpg?itok=T3JtiC8x
59905A | 3/4" SWT Fitting w/check | 94 | 22.4 | 8016615101218 | IT | 8481309000 | 2021-06-01 | Yes | https://www.caleffi.com/node/17880 |  | https://www.caleffi.com/sites/default/files/styles/product_photo/public/file/59905a.jpg?itok=T3JtiC8x
59906A | Male Tail 1" SWT w/ Ck Valve + Nut | 94 | 37.5 | 8016615101225 | IT | 8481909085 | 2021-06-01 | Yes | https://www.caleffi.com/node/17672 |  | https://www.caleffi.com/sites/default/files/styles/product_photo/public/file/59834A.jpg?itok=NQzdR8aD
600054A | LegioMix® Electronic Mixing Valve 3/4" NPT Union 9.7Cv | 60 | 2395 | 8016615627398 | IT | 8481809015 | 2021-06-01 | Yes | https://www.caleffi.com/node/58986 | https://www.caleffi.com/sites/default/files/file/03532-20na-1.pdf | https://www.caleffi.com/sites/default/files/styles/product_photo/public/file/600064a.jpg?itok=C3ly7EuS | //www.youtube.com/embed/videoseries?list=PLuuV0ELkYb5VxIwTECrY_HU2go1h33_Oc | https://www.caleffi.com/sites/default/files/file/h0002997-07-na.pdf
600056A | LegioMix® Electronic Mixing Valve 3/4" press Union 9.7Cv | 60 | 2498 | 8016615627411 | IT | 8481809015 | 2021-06-01 | Yes | https://www.caleffi.com/node/58986 | https://www.caleffi.com/sites/default/files/file/03532-20na-1.pdf | https://www.caleffi.com/sites/default/files/styles/product_photo/public/file/600064a.jpg?itok=C3ly7EuS | //www.youtube.com/embed/videoseries?list=PLuuV0ELkYb5VxIwTECrY_HU2go1h33_Oc | https://www.caleffi.com/sites/default/files/file/h0002997-07-na.pdf
600059A | LegioMix® Electronic Mixing Valve 3/4" sweat Union 9.7Cv | 60 | 2371 | 8016615627404 | IT | 8481809015 | 2021-06-01 | Yes | https://www.caleffi.com/node/58986 | https://www.caleffi.com/sites/default/files/file/03532-20na-1.pdf | https://www.caleffi.com/sites/default/files/styles/product_photo/public/file/600064a.jpg?itok=C3ly7EuS | //www.youtube.com/embed/videoseries?list=PLuuV0ELkYb5VxIwTECrY_HU2go1h33_Oc | https://www.caleffi.com/sites/default/files/file/h0002997-07-na.pdf
600060A | LegioMix® Electronic Mixing Valve 2-1/2" flanged 105Cv | 60 | 11316 | 8016615638875 | IT | 8481809015 | 2021-06-01 | Yes | https://www.caleffi.com/node/62701 | https://www.caleffi.com/sites/default/files/file/03532-20na-1.pdf | https://www.caleffi.com/sites/default/files/styles/product_photo/public/file/600080.jpg?itok=szOQsqvh | //www.youtube.com/embed/videoseries?list=PLuuV0ELkYb5VxIwTECrY_HU2go1h33_Oc | https://www.caleffi.com/sites/default/files/file/h0002997-07-na.pdf
600060AS | LegioMix® Electronic Mixing Valve Station 2" 43Cv | 62 | 14459 | 8016615653571 | IT | 8481809015 | 2021-06-01 | Yes | https://www.caleffi.com/node/61049 |  | https://www.caleffi.com/sites/default/files/styles/product_photo/public/file/600066as-green.jpg?itok=ZLAW2Ygb | //www.youtube.com/embed/videoseries?list=PLuuV0ELkYb5VxIwTECrY_HU2go1h33_Oc | https://www.caleffi.com/sites/default/files/file/na10679-01.pdf
600064A | LegioMix® Electronic Mixing Valve 1" NPT Union 21Cv | 60 | 2633 | 8016615579154 | IT | 8481809015 | 2021-06-01 | Yes | https://www.caleffi.com/node/58986 | https://www.caleffi.com/sites/default/files/file/03532-20na-1.pdf | https://www.caleffi.com/sites/default/files/styles/product_photo/public/file/600064a.jpg?itok=C3ly7EuS | //www.youtube.com/embed/videoseries?list=PLuuV0ELkYb5VxIwTECrY_HU2go1h33_Oc | https://www.caleffi.com/sites/default/files/file/h0002997-07-na.pdf
600064A 001 | LegioMix® Electronic Mixing Valve 1" NPT Union 9.7Cv | 60 | 2515 |  | IT | 8481809015 | 2021-06-01 | Yes | https://www.caleffi.com/node/58986 | https://www.caleffi.com/sites/default/files/file/03532-20na-1.pdf | https://www.caleffi.com/sites/default/files/styles/product_photo/public/file/600064a.jpg?itok=C3ly7EuS | //www.youtube.com/embed/videoseries?list=PLuuV0ELkYb5VxIwTECrY_HU2go1h33_Oc | https://www.caleffi.com/sites/default/files/file/h0002997-07-na.pdf
600066A | LegioMix® Electronic Mixing Valve 1" Press Union 21Cv | 60 | 2687 | 8016615615562 | IT | 8481809015 | 2021-06-01 | Yes | https://www.caleffi.com/node/58986 | https://www.caleffi.com/sites/default/files/file/03532-20na-1.pdf | https://www.caleffi.com/sites/default/files/styles/product_photo/public/file/600064a.jpg?itok=C3ly7EuS | //www.youtube.com/embed/videoseries?list=PLuuV0ELkYb5VxIwTECrY_HU2go1h33_Oc | https://www.caleffi.com/sites/default/files/file/h0002997-07-na.pdf
600066A 001 | LegioMix® Electronic Mixing Valve 1" Press Union 9.7Cv | 60 | 2592 |  | IT | 8481809015 | 2021-06-01 | Yes | https://www.caleffi.com/node/58986 | https://www.caleffi.com/sites/default/files/file/03532-20na-1.pdf | https://www.caleffi.com/sites/default/files/styles/product_photo/public/file/600064a.jpg?itok=C3ly7EuS | //www.youtube.com/embed/videoseries?list=PLuuV0ELkYb5VxIwTECrY_HU2go1h33_Oc | https://www.caleffi.com/sites/default/files/file/h0002997-07-na.pdf
600066AS | LegioMix® Electronic Mixing Valve Station 1" 7.8Cv | 62 | 7745 | 8016615615609 | IT | 8481809015 | 2021-06-01 | Yes | https://www.caleffi.com/node/61049 |  | https://www.caleffi.com/sites/default/files/styles/product_photo/public/file/600066as-green.jpg?itok=ZLAW2Ygb | //www.youtube.com/embed/videoseries?list=PLuuV0ELkYb5VxIwTECrY_HU2go1h33_Oc | https://www.caleffi.com/sites/default/files/file/na10679-01.pdf
600069A | LegioMix® Electronic Mixing Valve 1" Sweat Union 21Cv | 60 | 2624 | 8016615595413 | IT | 8481809015 | 2021-06-01 | Yes | https://www.caleffi.com/node/58986 | https://www.caleffi.com/sites/default/files/file/03532-20na-1.pdf | https://www.caleffi.com/sites/default/files/styles/product_photo/public/file/600064a.jpg?itok=C3ly7EuS | //www.youtube.com/embed/videoseries?list=PLuuV0ELkYb5VxIwTECrY_HU2go1h33_Oc | https://www.caleffi.com/sites/default/files/file/h0002997-07-na.pdf
600069A 001 | LegioMix® Electronic Mixing Valve 1" Sweat Union 9.7Cv | 60 | 2498 |  | IT | 8481809015 | 2021-06-01 | Yes | https://www.caleffi.com/node/58986 | https://www.caleffi.com/sites/default/files/file/03532-20na-1.pdf | https://www.caleffi.com/sites/default/files/styles/product_photo/public/file/600064a.jpg?itok=C3ly7EuS | //www.youtube.com/embed/videoseries?list=PLuuV0ELkYb5VxIwTECrY_HU2go1h33_Oc | https://www.caleffi.com/sites/default/files/file/h0002997-07-na.pdf
600074A | LegioMix® Electronic Mixing Valve 1 1/4" NPT Union 24Cv | 60 | 2715 | 8016615579161 | IT | 8481809015 | 2021-06-01 | Yes | https://www.caleffi.com/node/58986 | https://www.caleffi.com/sites/default/files/file/03532-20na-1.pdf | https://www.caleffi.com/sites/default/files/styles/product_photo/public/file/600064a.jpg?itok=C3ly7EuS | //www.youtube.com/embed/videoseries?list=PLuuV0ELkYb5VxIwTECrY_HU2go1h33_Oc | https://www.caleffi.com/sites/default/files/file/h0002997-07-na.pdf
600076A | LegioMix® Electronic Mixing Valve 1 1/4" Press Union 24Cv | 60 | 2734 | 8016615615579 | IT | 8481809015 | 2021-06-01 | Yes | https://www.caleffi.com/node/58986 | https://www.caleffi.com/sites/default/files/file/03532-20na-1.pdf | https://www.caleffi.com/sites/default/files/styles/product_photo/public/file/600064a.jpg?itok=C3ly7EuS | //www.youtube.com/embed/videoseries?list=PLuuV0ELkYb5VxIwTECrY_HU2go1h33_Oc | https://www.caleffi.com/sites/default/files/file/h0002997-07-na.pdf
600076AS | LegioMix® Electronic Mixing Valve Station 1 1/4" 9.0Cv | 62 | 8801 | 8016615615616 | IT | 8481809015 | 2021-06-01 | Yes | https://www.caleffi.com/node/61049 |  | https://www.caleffi.com/sites/default/files/styles/product_photo/public/file/600066as-green.jpg?itok=ZLAW2Ygb | //www.youtube.com/embed/videoseries?list=PLuuV0ELkYb5VxIwTECrY_HU2go1h33_Oc | https://www.caleffi.com/sites/default/files/file/na10679-01.pdf
600079A | LegioMix® Electronic Mixing Valve 1 1/4" Sweat Union 24Cv | 60 | 2668 | 8016615595420 | IT | 8481809015 | 2021-06-01 | Yes | https://www.caleffi.com/node/58986 | https://www.caleffi.com/sites/default/files/file/03532-20na-1.pdf | https://www.caleffi.com/sites/default/files/styles/product_photo/public/file/600064a.jpg?itok=C3ly7EuS | //www.youtube.com/embed/videoseries?list=PLuuV0ELkYb5VxIwTECrY_HU2go1h33_Oc | https://www.caleffi.com/sites/default/files/file/h0002997-07-na.pdf
600080A | LegioMix® Electronic Mixing Valve 3" flanged 120Cv | 60 | 11978 | 8016615638882 | IT | 8481809015 | 2021-06-01 | Yes | https://www.caleffi.com/node/62701 | https://www.caleffi.com/sites/default/files/file/03532-20na-1.pdf | https://www.caleffi.com/sites/default/files/styles/product_photo/public/file/600080.jpg?itok=szOQsqvh | //www.youtube.com/embed/videoseries?list=PLuuV0ELkYb5VxIwTECrY_HU2go1h33_Oc | https://www.caleffi.com/sites/default/files/file/h0002997-07-na.pdf
600084A | LegioMix® Electronic Mixing Valve 1 1/2" NPT Union 34Cv | 60 | 3065 | 8016615579178 | IT | 8481809015 | 2021-06-01 | Yes | https://www.caleffi.com/node/58986 | https://www.caleffi.com/sites/default/files/file/03532-20na-1.pdf | https://www.caleffi.com/sites/default/files/styles/product_photo/public/file/600064a.jpg?itok=C3ly7EuS | //www.youtube.com/embed/videoseries?list=PLuuV0ELkYb5VxIwTECrY_HU2go1h33_Oc | https://www.caleffi.com/sites/default/files/file/h0002997-07-na.pdf
600086A | LegioMix® Electronic Mixing Valve 1 1/2" Press Union 34Cv | 60 | 3166 | 8016615615586 | IT | 8481809015 | 2021-06-01 | Yes | https://www.caleffi.com/node/58986 | https://www.caleffi.com/sites/default/files/file/03532-20na-1.pdf | https://www.caleffi.com/sites/default/files/styles/product_photo/public/file/600064a.jpg?itok=C3ly7EuS | //www.youtube.com/embed/videoseries?list=PLuuV0ELkYb5VxIwTECrY_HU2go1h33_Oc | https://www.caleffi.com/sites/default/files/file/h0002997-07-na.pdf
600086AS | LegioMix® Electronic Mixing Valve Station 1 1/2" 20Cv | 62 | 11138 | 8016615615623 | IT | 8481809015 | 2021-06-01 | Yes | https://www.caleffi.com/node/61049 |  | https://www.caleffi.com/sites/default/files/styles/product_photo/public/file/600066as-green.jpg?itok=ZLAW2Ygb | //www.youtube.com/embed/videoseries?list=PLuuV0ELkYb5VxIwTECrY_HU2go1h33_Oc | https://www.caleffi.com/sites/default/files/file/na10679-01.pdf
600089A | LegioMix® Electronic Mixing Valve 1 1/2" Sweat Union 34Cv | 60 | 3028 | 8016615595437 | IT | 8481809015 | 2021-06-01 | Yes | https://www.caleffi.com/node/58986 | https://www.caleffi.com/sites/default/files/file/03532-20na-1.pdf | https://www.caleffi.com/sites/default/files/styles/product_photo/public/file/600064a.jpg?itok=C3ly7EuS | //www.youtube.com/embed/videoseries?list=PLuuV0ELkYb5VxIwTECrY_HU2go1h33_Oc | https://www.caleffi.com/sites/default/files/file/h0002997-07-na.pdf
600094A | LegioMix® Electronic Mixing Valve 2" NPT Union 47Cv | 60 | 3149 | 8016615579185 | IT | 8481809015 | 2021-06-01 | Yes | https://www.caleffi.com/node/58986 | https://www.caleffi.com/sites/default/files/file/03532-20na-1.pdf | https://www.caleffi.com/sites/default/files/styles/product_photo/public/file/600064a.jpg?itok=C3ly7EuS | //www.youtube.com/embed/videoseries?list=PLuuV0ELkYb5VxIwTECrY_HU2go1h33_Oc | https://www.caleffi.com/sites/default/files/file/h0002997-07-na.pdf
600096A | LegioMix® Electronic Mixing Valve 2" Press Union 47Cv | 60 | 3354 | 8016615615593 | IT | 8481809015 | 2021-06-01 | Yes | https://www.caleffi.com/node/58986 | https://www.caleffi.com/sites/default/files/file/03532-20na-1.pdf | https://www.caleffi.com/sites/default/files/styles/product_photo/public/file/600064a.jpg?itok=C3ly7EuS | //www.youtube.com/embed/videoseries?list=PLuuV0ELkYb5VxIwTECrY_HU2go1h33_Oc | https://www.caleffi.com/sites/default/files/file/h0002997-07-na.pdf
600096AS | LegioMix® Electronic Mixing Valve Station 2" 38Cv | 62 | 12643 | 8016615615630 | IT | 8481809015 | 2021-06-01 | Yes | https://www.caleffi.com/node/61049 |  | https://www.caleffi.com/sites/default/files/styles/product_photo/public/file/600066as-green.jpg?itok=ZLAW2Ygb | //www.youtube.com/embed/videoseries?list=PLuuV0ELkYb5VxIwTECrY_HU2go1h33_Oc | https://www.caleffi.com/sites/default/files/file/na10679-01.pdf
600099A | LegioMix® Electronic Mixing Valve 2" Sweat Union 47Cv | 60 | 3106 | 8016615595451 | IT | 8481809015 | 2021-06-01 | Yes | https://www.caleffi.com/node/58986 | https://www.caleffi.com/sites/default/files/file/03532-20na-1.pdf | https://www.caleffi.com/sites/default/files/styles/product_photo/public/file/600064a.jpg?itok=C3ly7EuS | //www.youtube.com/embed/videoseries?list=PLuuV0ELkYb5VxIwTECrY_HU2go1h33_Oc | https://www.caleffi.com/sites/default/files/file/h0002997-07-na.pdf
61215A | Adaptor 1"NPT female x 1-1/4" male | 99 | 18.5 | 8016615068726 | IT | 8481909085 | 2021-06-01 | Yes | https://www.caleffi.com/node/24561 |  | https://www.caleffi.com/sites/default/files/styles/product_photo/public/file/na10089.jpg?itok=vYMbST-b
626600A | Flow Switch 1" M NPT UL Listed | 100 | 221 | 8016615068719 | IT | 8481809015 | 2021-06-01 | Yes | https://www.caleffi.com/node/15140 |  | https://www.caleffi.com/sites/default/files/styles/product_photo/public/file/626600a-3.jpg?itok=joMZADxz | //www.youtube.com/embed/videoseries?list=PLuuV0ELkYb5WxdkRLmCP1Z3zkZcl_k_mM | https://www.caleffi.com/sites/default/files/file/68235_na_05.pdf
644250A | 2-Way, 3/4' NPT, 24V, 13 Cv Motorized Ba | 41 | 275 | 8016615963700 | IT | 8481909085 | 2021-06-01 | Yes | https://www.caleffi.com/node/12837 |  | https://www.caleffi.com/sites/default/files/styles/product_photo/public/file/644240a.jpg?itok=Pajrp3zk | //www.youtube.com/embed/videoseries?list=PLuuV0ELkYb5VlgDbhcOVDtEAUuTQSVVwk
644256A | 2-Way 3/4" Press Fit 24v 13Cv Motor Ball | 41 | 275 | 8016615471236 | IT | 8481909085 | 2021-06-01 | Yes | https://www.caleffi.com/node/12837 |  | https://www.caleffi.com/sites/default/files/styles/product_photo/public/file/644240a.jpg?itok=Pajrp3zk | //www.youtube.com/embed/videoseries?list=PLuuV0ELkYb5VlgDbhcOVDtEAUuTQSVVwk
644259A | 2-Way, 3/4" SWT, 24 V, 13 Cv Motorized B | 41 | 270 | 8016615962819 | IT | 8481909085 | 2021-06-01 | Yes | https://www.caleffi.com/node/12837 |  | https://www.caleffi.com/sites/default/files/styles/product_photo/public/file/644240a.jpg?itok=Pajrp3zk | //www.youtube.com/embed/videoseries?list=PLuuV0ELkYb5VlgDbhcOVDtEAUuTQSVVwk
644260A | 2-Way, 1' NPT, 24V, 13 Cv Motorized Ball | 41 | 298 | 8016615963717 | IT | 8481909085 | 2021-06-01 | Yes | https://www.caleffi.com/node/12837 |  | https://www.caleffi.com/sites/default/files/styles/product_photo/public/file/644240a.jpg?itok=Pajrp3zk | //www.youtube.com/embed/videoseries?list=PLuuV0ELkYb5VlgDbhcOVDtEAUuTQSVVwk
644266A | 2-Way, 1' Press, 24V, 13 Cv Mot. Ball Vl | 41 | 300 | 8016615551785 | IT | 8481909085 | 2021-06-01 | Yes | https://www.caleffi.com/node/12837 |  | https://www.caleffi.com/sites/default/files/styles/product_photo/public/file/644240a.jpg?itok=Pajrp3zk | //www.youtube.com/embed/videoseries?list=PLuuV0ELkYb5VlgDbhcOVDtEAUuTQSVVwk
644269A | 2-Way, 1' SWT, 24V, 13 Cv Motorized Ball | 41 | 292 | 8016615962826 | IT | 8481909085 | 2021-06-01 | Yes | https://www.caleffi.com/node/12837 |  | https://www.caleffi.com/sites/default/files/styles/product_photo/public/file/644240a.jpg?itok=Pajrp3zk | //www.youtube.com/embed/videoseries?list=PLuuV0ELkYb5VlgDbhcOVDtEAUuTQSVVwk
644350A | 3-Way, 3/4" NPT 24V Motorized Diverting | 41 | 297 | 8016615963731 | IT | 8481909085 | 2021-06-01 | Yes | https://www.caleffi.com/node/12840 |  | https://www.caleffi.com/sites/default/files/styles/product_photo/public/file/644353.jpg?itok=NfCAQoho | //www.youtube.com/embed/videoseries?list=PLuuV0ELkYb5VlgDbhcOVDtEAUuTQSVVwk
644350A 3BY | 3/4" NPT,3-way ByP,24V,12Cv Motorized Ba | 41 | 297 | 8016615965605 | IT | 8481909085 | 2021-06-01 | Yes | https://www.caleffi.com/node/12839 |  | https://www.caleffi.com/sites/default/files/styles/product_photo/public/file/6443523by.jpg?itok=hhXDBejI | //www.youtube.com/embed/videoseries?list=PLuuV0ELkYb5VlgDbhcOVDtEAUuTQSVVwk
644356A | 3-Way 3/4"Press Fit 24v MotorizDiverting | 41 | 313 | 8016615471229 | IT | 8481909085 | 2021-06-01 | Yes | https://www.caleffi.com/node/12840 |  | https://www.caleffi.com/sites/default/files/styles/product_photo/public/file/644353.jpg?itok=NfCAQoho | //www.youtube.com/embed/videoseries?list=PLuuV0ELkYb5VlgDbhcOVDtEAUuTQSVVwk
644356A 3BY | 3/4"Press Fit 3-way ByP,24v Motorized Ba | 41 | 313 | 8016615471243 | IT | 8481909085 | 2021-06-01 | Yes | https://www.caleffi.com/node/12839 |  | https://www.caleffi.com/sites/default/files/styles/product_photo/public/file/6443523by.jpg?itok=hhXDBejI | //www.youtube.com/embed/videoseries?list=PLuuV0ELkYb5VlgDbhcOVDtEAUuTQSVVwk
644359A | 3-Way, 3/4" SWT 24V Motorized Diverting | 41 | 305 | 8016615962857 | IT | 8481909085 | 2021-06-01 | Yes | https://www.caleffi.com/node/12840 |  | https://www.caleffi.com/sites/default/files/styles/product_photo/public/file/644353.jpg?itok=NfCAQoho | //www.youtube.com/embed/videoseries?list=PLuuV0ELkYb5VlgDbhcOVDtEAUuTQSVVwk
644359A 3BY | 3/4" SWT,3-way ByP,24V,12Cv Motorized Ba | 41 | 305 | 8016615965575 | IT | 8481909085 | 2021-06-01 | Yes | https://www.caleffi.com/node/12839 |  | https://www.caleffi.com/sites/default/files/styles/product_photo/public/file/6443523by.jpg?itok=hhXDBejI | //www.youtube.com/embed/videoseries?list=PLuuV0ELkYb5VlgDbhcOVDtEAUuTQSVVwk
644360A | 3-Way, 1" NPT 24V Motorized Diverting | 41 | 345 | 8016615963748 | IT | 8481909085 | 2021-06-01 | Yes | https://www.caleffi.com/node/12840 |  | https://www.caleffi.com/sites/default/files/styles/product_photo/public/file/644353.jpg?itok=NfCAQoho | //www.youtube.com/embed/videoseries?list=PLuuV0ELkYb5VlgDbhcOVDtEAUuTQSVVwk
644360A 3BY | 1" NPT, 3-way ByP,24V, 12Cv Motorized Ba | 41 | 345 | 8016615965612 | IT | 8481909085 | 2021-06-01 | Yes | https://www.caleffi.com/node/12839 |  | https://www.caleffi.com/sites/default/files/styles/product_photo/public/file/6443523by.jpg?itok=hhXDBejI | //www.youtube.com/embed/videoseries?list=PLuuV0ELkYb5VlgDbhcOVDtEAUuTQSVVwk
644366A | 3-Way, 1" Press 24V Motorized Div. | 41 | 351 | 8016615551808 | IT | 8481909085 | 2021-06-01 | Yes | https://www.caleffi.com/node/12840 |  | https://www.caleffi.com/sites/default/files/styles/product_photo/public/file/644353.jpg?itok=NfCAQoho | //www.youtube.com/embed/videoseries?list=PLuuV0ELkYb5VlgDbhcOVDtEAUuTQSVVwk
644366A 3BY | 1"Press,3-way ByP,24V, 12 Cv Mot. BV | 41 | 351 | 8016615551822 | IT | 8481909085 | 2021-06-01 | Yes | https://www.caleffi.com/node/12839 |  | https://www.caleffi.com/sites/default/files/styles/product_photo/public/file/6443523by.jpg?itok=hhXDBejI | //www.youtube.com/embed/videoseries?list=PLuuV0ELkYb5VlgDbhcOVDtEAUuTQSVVwk
644369A | 3-Way, 1" SWT 24V Motorized Diverting | 41 | 337 | 8016615962864 | IT | 8481909085 | 2021-06-01 | Yes | https://www.caleffi.com/node/12840 |  | https://www.caleffi.com/sites/default/files/styles/product_photo/public/file/644353.jpg?itok=NfCAQoho | //www.youtube.com/embed/videoseries?list=PLuuV0ELkYb5VlgDbhcOVDtEAUuTQSVVwk
644369A 3BY | 1"SWT,3-way ByP,24V, 12 Cv Motorized Ba | 41 | 337 | 8016615965582 | IT | 8481909085 | 2021-06-01 | Yes | https://www.caleffi.com/node/12839 |  | https://www.caleffi.com/sites/default/files/styles/product_photo/public/file/6443523by.jpg?itok=hhXDBejI | //www.youtube.com/embed/videoseries?list=PLuuV0ELkYb5VlgDbhcOVDtEAUuTQSVVwk
6636C5A | High Temperature Manifold Assembly 3 loop 1" | 47 | 423 | 8016615962161 | IT | 8481809025 | 2021-06-01 | Yes | https://www.caleffi.com/node/13667 |  | https://www.caleffi.com/sites/default/files/styles/product_photo/public/file/6636c5a.jpg?itok=3-lGCvsC | //www.youtube.com/embed/videoseries?list=PLuuV0ELkYb5XbheXXs4Rm6yoWQXqizbpx
6636C5A IN | High Temperature Manifold Assembly 3 loop 1" INVERTED | 47 | 423 | 8016615595291 | IT | 8481809025 | 2021-06-01 | Yes | https://www.caleffi.com/node/13667 |  | https://www.caleffi.com/sites/default/files/styles/product_photo/public/file/6636c5a.jpg?itok=3-lGCvsC | //www.youtube.com/embed/videoseries?list=PLuuV0ELkYb5XbheXXs4Rm6yoWQXqizbpx
6636D5A | High Temperature Manifold Assembly 4 loop 1" | 47 | 489 | 8016615962178 | IT | 8481809025 | 2021-06-01 | Yes | https://www.caleffi.com/node/13667 |  | https://www.caleffi.com/sites/default/files/styles/product_photo/public/file/6636c5a.jpg?itok=3-lGCvsC | //www.youtube.com/embed/videoseries?list=PLuuV0ELkYb5XbheXXs4Rm6yoWQXqizbpx
6636D5A IN | High Temperature Manifold Assembly 4 loop 1" INVERTED | 47 | 489 | 8016615589702 | IT | 8481809025 | 2021-06-01 | Yes | https://www.caleffi.com/node/13667 |  | https://www.caleffi.com/sites/default/files/styles/product_photo/public/file/6636c5a.jpg?itok=3-lGCvsC | //www.youtube.com/embed/videoseries?list=PLuuV0ELkYb5XbheXXs4Rm6yoWQXqizbpx
6636E5A | High Temperature Manifold Assembly 5 loop 1" | 47 | 554 | 8016615962185 | IT | 8481809025 | 2021-06-01 | Yes | https://www.caleffi.com/node/13667 |  | https://www.caleffi.com/sites/default/files/styles/product_photo/public/file/6636c5a.jpg?itok=3-lGCvsC | //www.youtube.com/embed/videoseries?list=PLuuV0ELkYb5XbheXXs4Rm6yoWQXqizbpx
6636E5A IN | High Temperature Manifold Assembly 5 loop 1" INVERTED | 47 | 554 | 8016615595307 | IT | 8481809025 | 2021-06-01 | Yes | https://www.caleffi.com/node/13667 |  | https://www.caleffi.com/sites/default/files/styles/product_photo/public/file/6636c5a.jpg?itok=3-lGCvsC | //www.youtube.com/embed/videoseries?list=PLuuV0ELkYb5XbheXXs4Rm6yoWQXqizbpx
6636F5A | High Temperature Manifold Assembly 6 loop 1" | 47 | 621 | 8016615962192 | IT | 8481809025 | 2021-06-01 | Yes | https://www.caleffi.com/node/13667 |  | https://www.caleffi.com/sites/default/files/styles/product_photo/public/file/6636c5a.jpg?itok=3-lGCvsC | //www.youtube.com/embed/videoseries?list=PLuuV0ELkYb5XbheXXs4Rm6yoWQXqizbpx
6636F5A IN | High Temperature Manifold Assembly 6 loop 1" INVERTED | 47 | 621 | 8016615595314 | IT | 8481809025 | 2021-06-01 | Yes | https://www.caleffi.com/node/13667 |  | https://www.caleffi.com/sites/default/files/styles/product_photo/public/file/6636c5a.jpg?itok=3-lGCvsC | //www.youtube.com/embed/videoseries?list=PLuuV0ELkYb5XbheXXs4Rm6yoWQXqizbpx
6636G5A | High Temperature Manifold Assembly 7 loop 1" | 47 | 686 | 8016615962208 | IT | 8481809025 | 2021-06-01 | Yes | https://www.caleffi.com/node/13667 |  | https://www.caleffi.com/sites/default/files/styles/product_photo/public/file/6636c5a.jpg?itok=3-lGCvsC | //www.youtube.com/embed/videoseries?list=PLuuV0ELkYb5XbheXXs4Rm6yoWQXqizbpx
6636G5A IN | High Temperature Manifold Assembly 7 loop 1" INVERTED | 47 | 686 | 8016615595321 | IT | 8481809025 | 2021-06-01 | Yes | https://www.caleffi.com/node/13667 |  | https://www.caleffi.com/sites/default/files/styles/product_photo/public/file/6636c5a.jpg?itok=3-lGCvsC | //www.youtube.com/embed/videoseries?list=PLuuV0ELkYb5XbheXXs4Rm6yoWQXqizbpx
6636H5A | High Temperature Manifold Assembly 8 loop 1" | 47 | 752 | 8016615962215 | IT | 8481809025 | 2021-06-01 | Yes | https://www.caleffi.com/node/13667 |  | https://www.caleffi.com/sites/default/files/styles/product_photo/public/file/6636c5a.jpg?itok=3-lGCvsC | //www.youtube.com/embed/videoseries?list=PLuuV0ELkYb5XbheXXs4Rm6yoWQXqizbpx
6636H5A IN | High Temperature Manifold Assembly 8 loop 1" INVERTED | 47 | 752 | 8016615595338 | IT | 8481809025 | 2021-06-01 | Yes | https://www.caleffi.com/node/13667 |  | https://www.caleffi.com/sites/default/files/styles/product_photo/public/file/6636c5a.jpg?itok=3-lGCvsC | //www.youtube.com/embed/videoseries?list=PLuuV0ELkYb5XbheXXs4Rm6yoWQXqizbpx
6636I5A | High Temperature Manifold Assembly 9 loop 1" | 47 | 817 | 8016615962222 | IT | 8481809025 | 2021-06-01 | Yes | https://www.caleffi.com/node/13667 |  | https://www.caleffi.com/sites/default/files/styles/product_photo/public/file/6636c5a.jpg?itok=3-lGCvsC | //www.youtube.com/embed/videoseries?list=PLuuV0ELkYb5XbheXXs4Rm6yoWQXqizbpx
6636I5A IN | High Temperature Manifold Assembly 9 loop 1" INVERTED | 47 | 817 | 8016615595345 | IT | 8481809025 | 2021-06-01 | Yes | https://www.caleffi.com/node/13667 |  | https://www.caleffi.com/sites/default/files/styles/product_photo/public/file/6636c5a.jpg?itok=3-lGCvsC | //www.youtube.com/embed/videoseries?list=PLuuV0ELkYb5XbheXXs4Rm6yoWQXqizbpx
6636L5A | High Temperature Manifold Assembly 10 loop 1" | 47 | 884 | 8016615962239 | IT | 8481809025 | 2021-06-01 | Yes | https://www.caleffi.com/node/13667 |  | https://www.caleffi.com/sites/default/files/styles/product_photo/public/file/6636c5a.jpg?itok=3-lGCvsC | //www.youtube.com/embed/videoseries?list=PLuuV0ELkYb5XbheXXs4Rm6yoWQXqizbpx
6636L5A IN | High Temperature Manifold Assembly 10 loop 1" INVERTED | 47 | 884 | 8016615595352 | IT | 8481809025 | 2021-06-01 | Yes | https://www.caleffi.com/node/13667 |  | https://www.caleffi.com/sites/default/files/styles/product_photo/public/file/6636c5a.jpg?itok=3-lGCvsC | //www.youtube.com/embed/videoseries?list=PLuuV0ELkYb5XbheXXs4Rm6yoWQXqizbpx
6636M5A | High Temperature Manifold Assembly 11 loop 1" | 47 | 949 | 8016615962246 | IT | 8481809025 | 2021-06-01 | Yes | https://www.caleffi.com/node/13667 |  | https://www.caleffi.com/sites/default/files/styles/product_photo/public/file/6636c5a.jpg?itok=3-lGCvsC | //www.youtube.com/embed/videoseries?list=PLuuV0ELkYb5XbheXXs4Rm6yoWQXqizbpx
6636M5A IN | High Temperature Manifold Assembly 11 loop 1" INVERTED | 47 | 949 | 8016615595369 | IT | 8481809025 | 2021-06-01 | Yes | https://www.caleffi.com/node/13667 |  | https://www.caleffi.com/sites/default/files/styles/product_photo/public/file/6636c5a.jpg?itok=3-lGCvsC | //www.youtube.com/embed/videoseries?list=PLuuV0ELkYb5XbheXXs4Rm6yoWQXqizbpx
6636N5A | High Temperature Manifold Assembly 12 loop 1" | 47 | 1014 | 8016615962253 | IT | 8481809025 | 2021-06-01 | Yes | https://www.caleffi.com/node/13667 |  | https://www.caleffi.com/sites/default/files/styles/product_photo/public/file/6636c5a.jpg?itok=3-lGCvsC | //www.youtube.com/embed/videoseries?list=PLuuV0ELkYb5XbheXXs4Rm6yoWQXqizbpx
6636N5A IN | High Temperature Manifold Assembly 12 loop 1" INVERTED | 47 | 1014 | 8016615595376 | IT | 8481809025 | 2021-06-01 | Yes | https://www.caleffi.com/node/13667 |  | https://www.caleffi.com/sites/default/files/styles/product_photo/public/file/6636c5a.jpg?itok=3-lGCvsC | //www.youtube.com/embed/videoseries?list=PLuuV0ELkYb5XbheXXs4Rm6yoWQXqizbpx
6636O5A | High Temperature Manifold Assembly 13 loop 1" | 47 | 1080 | 8016615962260 | IT | 8481809025 | 2021-06-01 | Yes | https://www.caleffi.com/node/13667 |  | https://www.caleffi.com/sites/default/files/styles/product_photo/public/file/6636c5a.jpg?itok=3-lGCvsC | //www.youtube.com/embed/videoseries?list=PLuuV0ELkYb5XbheXXs4Rm6yoWQXqizbpx
6636O5A IN | High Temperature Manifold Assembly 13 loop 1" INVERTED | 47 | 1080 | 8016615595383 | IT | 8481809025 | 2021-06-01 | Yes | https://www.caleffi.com/node/13667 |  | https://www.caleffi.com/sites/default/files/styles/product_photo/public/file/6636c5a.jpg?itok=3-lGCvsC | //www.youtube.com/embed/videoseries?list=PLuuV0ELkYb5XbheXXs4Rm6yoWQXqizbpx
6636P5A | High Temperature Manifold Assembly 14 loop 1" | 47 | 1302 | 8016615505115 | IT | 8481809025 | 2021-06-01 | Yes | https://www.caleffi.com/node/13667 |  | https://www.caleffi.com/sites/default/files/styles/product_photo/public/file/6636c5a.jpg?itok=3-lGCvsC | //www.youtube.com/embed/videoseries?list=PLuuV0ELkYb5XbheXXs4Rm6yoWQXqizbpx
6636P5A IN | High Temperature Manifold Assembly 14 loop 1" INVERTED | 47 | 1302 | 8016615595406 | IT | 8481809025 | 2021-06-01 | Yes | https://www.caleffi.com/node/13667 |  | https://www.caleffi.com/sites/default/files/styles/product_photo/public/file/6636c5a.jpg?itok=3-lGCvsC | //www.youtube.com/embed/videoseries?list=PLuuV0ELkYb5XbheXXs4Rm6yoWQXqizbpx
6637C5A | High Temperature Manifold Assembly 3 loop 1 1/4" | 47 | 450 | 8016615962581 | IT | 8481809025 | 2021-06-01 | Yes | https://www.caleffi.com/node/13667 |  | https://www.caleffi.com/sites/default/files/styles/product_photo/public/file/6636c5a.jpg?itok=3-lGCvsC | //www.youtube.com/embed/videoseries?list=PLuuV0ELkYb5XbheXXs4Rm6yoWQXqizbpx
6637C5A IN | High Temperature Manifold Assembly 3 loop 1 1/4" INVERTED | 47 | 450 | 8016615594706 | IT | 8481809025 | 2021-06-01 | Yes | https://www.caleffi.com/node/13667 |  | https://www.caleffi.com/sites/default/files/styles/product_photo/public/file/6636c5a.jpg?itok=3-lGCvsC | //www.youtube.com/embed/videoseries?list=PLuuV0ELkYb5XbheXXs4Rm6yoWQXqizbpx
6637D5A | High Temperature Manifold Assembly 4 loop 1 1/4" | 47 | 517 | 8016615962598 | IT | 8481809025 | 2021-06-01 | Yes | https://www.caleffi.com/node/13667 |  | https://www.caleffi.com/sites/default/files/styles/product_photo/public/file/6636c5a.jpg?itok=3-lGCvsC | //www.youtube.com/embed/videoseries?list=PLuuV0ELkYb5XbheXXs4Rm6yoWQXqizbpx
6637D5A IN | High Temperature Manifold Assembly 4 loop 1 1/4" INVERTED | 47 | 517 | 8016615594713 | IT | 8481809025 | 2021-06-01 | Yes | https://www.caleffi.com/node/13667 |  | https://www.caleffi.com/sites/default/files/styles/product_photo/public/file/6636c5a.jpg?itok=3-lGCvsC | //www.youtube.com/embed/videoseries?list=PLuuV0ELkYb5XbheXXs4Rm6yoWQXqizbpx
6637E5A | High Temperature Manifold Assembly 5 loop 1 1/4" | 47 | 582 | 8016615962604 | IT | 8481809025 | 2021-06-01 | Yes | https://www.caleffi.com/node/13667 |  | https://www.caleffi.com/sites/default/files/styles/product_photo/public/file/6636c5a.jpg?itok=3-lGCvsC | //www.youtube.com/embed/videoseries?list=PLuuV0ELkYb5XbheXXs4Rm6yoWQXqizbpx
6637E5A IN | High Temperature Manifold Assembly 5 loop 1 1/4" INVERTED | 47 | 582 | 8016615594720 | IT | 8481809025 | 2021-06-01 | Yes | https://www.caleffi.com/node/13667 |  | https://www.caleffi.com/sites/default/files/styles/product_photo/public/file/6636c5a.jpg?itok=3-lGCvsC | //www.youtube.com/embed/videoseries?list=PLuuV0ELkYb5XbheXXs4Rm6yoWQXqizbpx
6637F5A | High Temperature Manifold Assembly 6 loop 1 1/4" | 47 | 648 | 8016615962611 | IT | 8481809025 | 2021-06-01 | Yes | https://www.caleffi.com/node/13667 |  | https://www.caleffi.com/sites/default/files/styles/product_photo/public/file/6636c5a.jpg?itok=3-lGCvsC | //www.youtube.com/embed/videoseries?list=PLuuV0ELkYb5XbheXXs4Rm6yoWQXqizbpx
6637F5A IN | High Temperature Manifold Assembly 6 loop 1 1/4" INVERTED | 47 | 648 | 8016615595208 | IT | 8481809025 | 2021-06-01 | Yes | https://www.caleffi.com/node/13667 |  | https://www.caleffi.com/sites/default/files/styles/product_photo/public/file/6636c5a.jpg?itok=3-lGCvsC | //www.youtube.com/embed/videoseries?list=PLuuV0ELkYb5XbheXXs4Rm6yoWQXqizbpx
6637G5A | High Temperature Manifold Assembly 7 loop 1 1/4" | 47 | 713 | 8016615962628 | IT | 8481809025 | 2021-06-01 | Yes | https://www.caleffi.com/node/13667 |  | https://www.caleffi.com/sites/default/files/styles/product_photo/public/file/6636c5a.jpg?itok=3-lGCvsC | //www.youtube.com/embed/videoseries?list=PLuuV0ELkYb5XbheXXs4Rm6yoWQXqizbpx
6637G5A IN | High Temperature Manifold Assembly 7 loop 1 1/4" INVERTED | 47 | 713 | 8016615595215 | IT | 8481809025 | 2021-06-01 | Yes | https://www.caleffi.com/node/13667 |  | https://www.caleffi.com/sites/default/files/styles/product_photo/public/file/6636c5a.jpg?itok=3-lGCvsC | //www.youtube.com/embed/videoseries?list=PLuuV0ELkYb5XbheXXs4Rm6yoWQXqizbpx
6637H5A | High Temperature Manifold Assembly 8 loop 1 1/4" | 47 | 780 | 8016615962635 | IT | 8481809025 | 2021-06-01 | Yes | https://www.caleffi.com/node/13667 |  | https://www.caleffi.com/sites/default/files/styles/product_photo/public/file/6636c5a.jpg?itok=3-lGCvsC | //www.youtube.com/embed/videoseries?list=PLuuV0ELkYb5XbheXXs4Rm6yoWQXqizbpx
6637H5A IN | High Temperature Manifold Assembly 8 loop 1 1/4" INVERTED | 47 | 780 | 8016615595222 | IT | 8481809025 | 2021-06-01 | Yes | https://www.caleffi.com/node/13667 |  | https://www.caleffi.com/sites/default/files/styles/product_photo/public/file/6636c5a.jpg?itok=3-lGCvsC | //www.youtube.com/embed/videoseries?list=PLuuV0ELkYb5XbheXXs4Rm6yoWQXqizbpx
6637I5A | High Temperature Manifold Assembly 9 loop 1 1/4" | 47 | 844 | 8016615202472 | IT | 8481809025 | 2021-06-01 | Yes | https://www.caleffi.com/node/13667 |  | https://www.caleffi.com/sites/default/files/styles/product_photo/public/file/6636c5a.jpg?itok=3-lGCvsC | //www.youtube.com/embed/videoseries?list=PLuuV0ELkYb5XbheXXs4Rm6yoWQXqizbpx
6637I5A IN | High Temperature Manifold Assembly 9 loop 1 1/4" INVERTED | 47 | 844 | 8016615595239 | IT | 8481809025 | 2021-06-01 | Yes | https://www.caleffi.com/node/13667 |  | https://www.caleffi.com/sites/default/files/styles/product_photo/public/file/6636c5a.jpg?itok=3-lGCvsC | //www.youtube.com/embed/videoseries?list=PLuuV0ELkYb5XbheXXs4Rm6yoWQXqizbpx
6637L5A | High Temperature Manifold Assembly 10 loop 1 1/4" | 47 | 910 | 8016615962659 | IT | 8481809025 | 2021-06-01 | Yes | https://www.caleffi.com/node/13667 |  | https://www.caleffi.com/sites/default/files/styles/product_photo/public/file/6636c5a.jpg?itok=3-lGCvsC | //www.youtube.com/embed/videoseries?list=PLuuV0ELkYb5XbheXXs4Rm6yoWQXqizbpx
6637L5A IN | High Temperature Manifold Assembly 10 loop 1 1/4" INVERTED | 47 | 910 | 8016615595246 | IT | 8481809025 | 2021-06-01 | Yes | https://www.caleffi.com/node/13667 |  | https://www.caleffi.com/sites/default/files/styles/product_photo/public/file/6636c5a.jpg?itok=3-lGCvsC | //www.youtube.com/embed/videoseries?list=PLuuV0ELkYb5XbheXXs4Rm6yoWQXqizbpx
6637M5A | High Temperature Manifold Assembly 11 loop 1 1/4" | 47 | 975 | 8016615962666 | IT | 8481809025 | 2021-06-01 | Yes | https://www.caleffi.com/node/13667 |  | https://www.caleffi.com/sites/default/files/styles/product_photo/public/file/6636c5a.jpg?itok=3-lGCvsC | //www.youtube.com/embed/videoseries?list=PLuuV0ELkYb5XbheXXs4Rm6yoWQXqizbpx
6637M5A IN | High Temperature Manifold Assembly 11 loop 1 1/4" INVERTED | 47 | 975 | 8016615595253 | IT | 8481809025 | 2021-06-01 | Yes | https://www.caleffi.com/node/13667 |  | https://www.caleffi.com/sites/default/files/styles/product_photo/public/file/6636c5a.jpg?itok=3-lGCvsC | //www.youtube.com/embed/videoseries?list=PLuuV0ELkYb5XbheXXs4Rm6yoWQXqizbpx
6637N5A | High Temperature Manifold Assembly 12 loop 1 1/4" | 47 | 1043 | 8016615220513 | IT | 8481809025 | 2021-06-01 | Yes | https://www.caleffi.com/node/13667 |  | https://www.caleffi.com/sites/default/files/styles/product_photo/public/file/6636c5a.jpg?itok=3-lGCvsC | //www.youtube.com/embed/videoseries?list=PLuuV0ELkYb5XbheXXs4Rm6yoWQXqizbpx
6637N5A IN | High Temperature Manifold Assembly 12 loop 1 1/4" INVERTED | 47 | 1043 | 8016615595260 | IT | 8481809025 | 2021-06-01 | Yes | https://www.caleffi.com/node/13667 |  | https://www.caleffi.com/sites/default/files/styles/product_photo/public/file/6636c5a.jpg?itok=3-lGCvsC | //www.youtube.com/embed/videoseries?list=PLuuV0ELkYb5XbheXXs4Rm6yoWQXqizbpx
6637O5A | High Temperature Manifold Assembly 13 loop 1 1/4" | 47 | 1109 | 8016615241815 | IT | 8481809025 | 2021-06-01 | Yes | https://www.caleffi.com/node/13667 |  | https://www.caleffi.com/sites/default/files/styles/product_photo/public/file/6636c5a.jpg?itok=3-lGCvsC | //www.youtube.com/embed/videoseries?list=PLuuV0ELkYb5XbheXXs4Rm6yoWQXqizbpx
6637O5A IN | High Temperature Manifold Assembly 13 loop 1 1/4" INVERTED | 47 | 1109 | 8016615595277 | IT | 8481809025 | 2021-06-01 | Yes | https://www.caleffi.com/node/13667 |  | https://www.caleffi.com/sites/default/files/styles/product_photo/public/file/6636c5a.jpg?itok=3-lGCvsC | //www.youtube.com/embed/videoseries?list=PLuuV0ELkYb5XbheXXs4Rm6yoWQXqizbpx
6637P5A | High Temperature Manifold Assembly 14 loop 1 1/4" | 47 | 1269 | 8016615242881 | IT | 8481809025 | 2021-06-01 | Yes | https://www.caleffi.com/node/13667 |  | https://www.caleffi.com/sites/default/files/styles/product_photo/public/file/6636c5a.jpg?itok=3-lGCvsC | //www.youtube.com/embed/videoseries?list=PLuuV0ELkYb5XbheXXs4Rm6yoWQXqizbpx
6637P5A IN | High Temperature Manifold Assembly 14 loop 1 1/4" INVERTED | 47 | 1269 | 8016615595284 | IT | 8481809025 | 2021-06-01 | Yes | https://www.caleffi.com/node/13667 |  | https://www.caleffi.com/sites/default/files/styles/product_photo/public/file/6636c5a.jpg?itok=3-lGCvsC | //www.youtube.com/embed/videoseries?list=PLuuV0ELkYb5XbheXXs4Rm6yoWQXqizbpx
6686C5S1A | TwistFlow™ Radiant Manifold Assembly 3 loop 1" | 46 | 518 | 8016615243826 | IT | 8481809025 | 2021-06-01 | Yes | https://www.caleffi.com/node/13389 | https://www.caleffi.com/sites/default/files/file/ss103.pdf | https://www.caleffi.com/sites/default/files/styles/product_photo/public/file/668s1-gauge.jpg?itok=RHJqM-Cx | //www.youtube.com/embed/videoseries?list=PLuuV0ELkYb5W6mcXUR_ZdE2TnUg8Xbz_M | https://www.caleffi.com/sites/default/files/file/68367_na_03.pdf
6686C5S1A IN | TwistFlow™ Radiant Manifold Assembly 3 loop 1" INVERTED | 46 | 518 | 8016615581348 | IT | 8481809025 | 2021-06-01 | Yes | https://www.caleffi.com/node/13389 | https://www.caleffi.com/sites/default/files/file/ss103.pdf | https://www.caleffi.com/sites/default/files/styles/product_photo/public/file/668s1-gauge.jpg?itok=RHJqM-Cx | //www.youtube.com/embed/videoseries?list=PLuuV0ELkYb5W6mcXUR_ZdE2TnUg8Xbz_M | https://www.caleffi.com/sites/default/files/file/68367_na_03.pdf
6686D5S1A | TwistFlow™ Radiant Manifold Assembly 4 loop 1" | 46 | 592 | 8016615244007 | IT | 8481809025 | 2021-06-01 | Yes | https://www.caleffi.com/node/13389 | https://www.caleffi.com/sites/default/files/file/ss103.pdf | https://www.caleffi.com/sites/default/files/styles/product_photo/public/file/668s1-gauge.jpg?itok=RHJqM-Cx | //www.youtube.com/embed/videoseries?list=PLuuV0ELkYb5W6mcXUR_ZdE2TnUg8Xbz_M | https://www.caleffi.com/sites/default/files/file/68367_na_03.pdf
6686D5S1A IN | TwistFlow™ Radiant Manifold Assembly 4 loop 1" INVERTED | 46 | 592 | 8016615581355 | IT | 8481809025 | 2021-06-01 | Yes | https://www.caleffi.com/node/13389 | https://www.caleffi.com/sites/default/files/file/ss103.pdf | https://www.caleffi.com/sites/default/files/styles/product_photo/public/file/668s1-gauge.jpg?itok=RHJqM-Cx | //www.youtube.com/embed/videoseries?list=PLuuV0ELkYb5W6mcXUR_ZdE2TnUg8Xbz_M | https://www.caleffi.com/sites/default/files/file/68367_na_03.pdf
6686E5S1A | TwistFlow™ Radiant Manifold Assembly 5 loop 1" | 46 | 667 | 8016615244014 | IT | 8481809025 | 2021-06-01 | Yes | https://www.caleffi.com/node/13389 | https://www.caleffi.com/sites/default/files/file/ss103.pdf | https://www.caleffi.com/sites/default/files/styles/product_photo/public/file/668s1-gauge.jpg?itok=RHJqM-Cx | //www.youtube.com/embed/videoseries?list=PLuuV0ELkYb5W6mcXUR_ZdE2TnUg8Xbz_M | https://www.caleffi.com/sites/default/files/file/68367_na_03.pdf
6686E5S1A IN | TwistFlow™ Radiant Manifold Assembly 5 loop 1" INVERTED | 46 | 667 | 8016615581379 | IT | 8481809025 | 2021-06-01 | Yes | https://www.caleffi.com/node/13389 | https://www.caleffi.com/sites/default/files/file/ss103.pdf | https://www.caleffi.com/sites/default/files/styles/product_photo/public/file/668s1-gauge.jpg?itok=RHJqM-Cx | //www.youtube.com/embed/videoseries?list=PLuuV0ELkYb5W6mcXUR_ZdE2TnUg8Xbz_M | https://www.caleffi.com/sites/default/files/file/68367_na_03.pdf
6686F5S1A | TwistFlow™ Radiant Manifold Assembly 6 loop 1" | 46 | 743 | 8016615244021 | IT | 8481809025 | 2021-06-01 | Yes | https://www.caleffi.com/node/13389 | https://www.caleffi.com/sites/default/files/file/ss103.pdf | https://www.caleffi.com/sites/default/files/styles/product_photo/public/file/668s1-gauge.jpg?itok=RHJqM-Cx | //www.youtube.com/embed/videoseries?list=PLuuV0ELkYb5W6mcXUR_ZdE2TnUg8Xbz_M | https://www.caleffi.com/sites/default/files/file/68367_na_03.pdf
6686F5S1A IN | TwistFlow™ Radiant Manifold Assembly 6 loop 1" INVERTED | 46 | 743 | 8016615581386 | IT | 8481809025 | 2021-06-01 | Yes | https://www.caleffi.com/node/13389 | https://www.caleffi.com/sites/default/files/file/ss103.pdf | https://www.caleffi.com/sites/default/files/styles/product_photo/public/file/668s1-gauge.jpg?itok=RHJqM-Cx | //www.youtube.com/embed/videoseries?list=PLuuV0ELkYb5W6mcXUR_ZdE2TnUg8Xbz_M | https://www.caleffi.com/sites/default/files/file/68367_na_03.pdf
6686G5S1A | TwistFlow™ Radiant Manifold Assembly 7 loop 1" | 46 | 817 | 8016615244038 | IT | 8481809025 | 2021-06-01 | Yes | https://www.caleffi.com/node/13389 | https://www.caleffi.com/sites/default/files/file/ss103.pdf | https://www.caleffi.com/sites/default/files/styles/product_photo/public/file/668s1-gauge.jpg?itok=RHJqM-Cx | //www.youtube.com/embed/videoseries?list=PLuuV0ELkYb5W6mcXUR_ZdE2TnUg8Xbz_M | https://www.caleffi.com/sites/default/files/file/68367_na_03.pdf
6686G5S1A IN | TwistFlow™ Radiant Manifold Assembly 7 loop 1" INVERTED | 46 | 817 | 8016615581393 | IT | 8481809025 | 2021-06-01 | Yes | https://www.caleffi.com/node/13389 | https://www.caleffi.com/sites/default/files/file/ss103.pdf | https://www.caleffi.com/sites/default/files/styles/product_photo/public/file/668s1-gauge.jpg?itok=RHJqM-Cx | //www.youtube.com/embed/videoseries?list=PLuuV0ELkYb5W6mcXUR_ZdE2TnUg8Xbz_M | https://www.caleffi.com/sites/default/files/file/68367_na_03.pdf
6686H5S1A | TwistFlow™ Radiant Manifold Assembly 8 loop 1" | 46 | 894 | 8016615244045 | IT | 8481809025 | 2021-06-01 | Yes | https://www.caleffi.com/node/13389 | https://www.caleffi.com/sites/default/files/file/ss103.pdf | https://www.caleffi.com/sites/default/files/styles/product_photo/public/file/668s1-gauge.jpg?itok=RHJqM-Cx | //www.youtube.com/embed/videoseries?list=PLuuV0ELkYb5W6mcXUR_ZdE2TnUg8Xbz_M | https://www.caleffi.com/sites/default/files/file/68367_na_03.pdf
6686H5S1A IN | TwistFlow™ Radiant Manifold Assembly 8 loop 1" INVERTED | 46 | 894 | 8016615581409 | IT | 8481809025 | 2021-06-01 | Yes | https://www.caleffi.com/node/13389 | https://www.caleffi.com/sites/default/files/file/ss103.pdf | https://www.caleffi.com/sites/default/files/styles/product_photo/public/file/668s1-gauge.jpg?itok=RHJqM-Cx | //www.youtube.com/embed/videoseries?list=PLuuV0ELkYb5W6mcXUR_ZdE2TnUg8Xbz_M | https://www.caleffi.com/sites/default/files/file/68367_na_03.pdf
6686I5S1A | TwistFlow™ Radiant Manifold Assembly 9 loop 1" | 46 | 968 | 8016615244052 | IT | 8481809025 | 2021-06-01 | Yes | https://www.caleffi.com/node/13389 | https://www.caleffi.com/sites/default/files/file/ss103.pdf | https://www.caleffi.com/sites/default/files/styles/product_photo/public/file/668s1-gauge.jpg?itok=RHJqM-Cx | //www.youtube.com/embed/videoseries?list=PLuuV0ELkYb5W6mcXUR_ZdE2TnUg8Xbz_M | https://www.caleffi.com/sites/default/files/file/68367_na_03.pdf
6686I5S1A IN | TwistFlow™ Radiant Manifold Assembly 9 loop 1" INVERTED | 46 | 968 | 8016615581416 | IT | 8481809025 | 2021-06-01 | Yes | https://www.caleffi.com/node/13389 | https://www.caleffi.com/sites/default/files/file/ss103.pdf | https://www.caleffi.com/sites/default/files/styles/product_photo/public/file/668s1-gauge.jpg?itok=RHJqM-Cx | //www.youtube.com/embed/videoseries?list=PLuuV0ELkYb5W6mcXUR_ZdE2TnUg8Xbz_M | https://www.caleffi.com/sites/default/files/file/68367_na_03.pdf
6686L5S1A | TwistFlow™ Radiant Manifold Assembly 10 loop 1" | 46 | 1043 | 8016615244069 | IT | 8481809025 | 2021-06-01 | Yes | https://www.caleffi.com/node/13389 | https://www.caleffi.com/sites/default/files/file/ss103.pdf | https://www.caleffi.com/sites/default/files/styles/product_photo/public/file/668s1-gauge.jpg?itok=RHJqM-Cx | //www.youtube.com/embed/videoseries?list=PLuuV0ELkYb5W6mcXUR_ZdE2TnUg8Xbz_M | https://www.caleffi.com/sites/default/files/file/68367_na_03.pdf
6686L5S1A IN | TwistFlow™ Radiant Manifold Assembly 10 loop 1" INVERTED | 46 | 1043 | 8016615581423 | IT | 8481809025 | 2021-06-01 | Yes | https://www.caleffi.com/node/13389 | https://www.caleffi.com/sites/default/files/file/ss103.pdf | https://www.caleffi.com/sites/default/files/styles/product_photo/public/file/668s1-gauge.jpg?itok=RHJqM-Cx | //www.youtube.com/embed/videoseries?list=PLuuV0ELkYb5W6mcXUR_ZdE2TnUg8Xbz_M | https://www.caleffi.com/sites/default/files/file/68367_na_03.pdf
6686M5S1A | TwistFlow™ Radiant Manifold Assembly 11 loop 1" | 46 | 1118 | 8016615244076 | IT | 8481809025 | 2021-06-01 | Yes | https://www.caleffi.com/node/13389 | https://www.caleffi.com/sites/default/files/file/ss103.pdf | https://www.caleffi.com/sites/default/files/styles/product_photo/public/file/668s1-gauge.jpg?itok=RHJqM-Cx | //www.youtube.com/embed/videoseries?list=PLuuV0ELkYb5W6mcXUR_ZdE2TnUg8Xbz_M | https://www.caleffi.com/sites/default/files/file/68367_na_03.pdf
6686M5S1A IN | TwistFlow™ Radiant Manifold Assembly 11 loop 1" INVERTED | 46 | 1118 | 8016615581430 | IT | 8481809025 | 2021-06-01 | Yes | https://www.caleffi.com/node/13389 | https://www.caleffi.com/sites/default/files/file/ss103.pdf | https://www.caleffi.com/sites/default/files/styles/product_photo/public/file/668s1-gauge.jpg?itok=RHJqM-Cx | //www.youtube.com/embed/videoseries?list=PLuuV0ELkYb5W6mcXUR_ZdE2TnUg8Xbz_M | https://www.caleffi.com/sites/default/files/file/68367_na_03.pdf
6686N5S1A | TwistFlow™ Radiant Manifold Assembly 12 loop 1" | 46 | 1193 | 8016615244083 | IT | 8481809025 | 2021-06-01 | Yes | https://www.caleffi.com/node/13389 | https://www.caleffi.com/sites/default/files/file/ss103.pdf | https://www.caleffi.com/sites/default/files/styles/product_photo/public/file/668s1-gauge.jpg?itok=RHJqM-Cx | //www.youtube.com/embed/videoseries?list=PLuuV0ELkYb5W6mcXUR_ZdE2TnUg8Xbz_M | https://www.caleffi.com/sites/default/files/file/68367_na_03.pdf
6686N5S1A IN | TwistFlow™ Radiant Manifold Assembly 12 loop 1" INVERTED | 46 | 1193 | 8016615581447 | IT | 8481809025 | 2021-06-01 | Yes | https://www.caleffi.com/node/13389 | https://www.caleffi.com/sites/default/files/file/ss103.pdf | https://www.caleffi.com/sites/default/files/styles/product_photo/public/file/668s1-gauge.jpg?itok=RHJqM-Cx | //www.youtube.com/embed/videoseries?list=PLuuV0ELkYb5W6mcXUR_ZdE2TnUg8Xbz_M | https://www.caleffi.com/sites/default/files/file/68367_na_03.pdf
6686O5S1A | TwistFlow™ Radiant Manifold Assembly 13 loop 1" | 46 | 1269 | 8016615244090 | IT | 8481809025 | 2021-06-01 | Yes | https://www.caleffi.com/node/13389 | https://www.caleffi.com/sites/default/files/file/ss103.pdf | https://www.caleffi.com/sites/default/files/styles/product_photo/public/file/668s1-gauge.jpg?itok=RHJqM-Cx | //www.youtube.com/embed/videoseries?list=PLuuV0ELkYb5W6mcXUR_ZdE2TnUg8Xbz_M | https://www.caleffi.com/sites/default/files/file/68367_na_03.pdf
6686O5S1A IN | TwistFlow™ Radiant Manifold Assembly 13 loop 1" INVERTED | 46 | 1269 | 8016615581454 | IT | 8481809025 | 2021-06-01 | Yes | https://www.caleffi.com/node/13389 | https://www.caleffi.com/sites/default/files/file/ss103.pdf | https://www.caleffi.com/sites/default/files/styles/product_photo/public/file/668s1-gauge.jpg?itok=RHJqM-Cx | //www.youtube.com/embed/videoseries?list=PLuuV0ELkYb5W6mcXUR_ZdE2TnUg8Xbz_M | https://www.caleffi.com/sites/default/files/file/68367_na_03.pdf
6687C5S1A | TwistFlow™ Radiant Manifold Assembly 3 loop 1 1/4" | 46 | 548 | 8016615244106 | IT | 8481809025 | 2021-06-01 | Yes | https://www.caleffi.com/node/13389 | https://www.caleffi.com/sites/default/files/file/ss103.pdf | https://www.caleffi.com/sites/default/files/styles/product_photo/public/file/668s1-gauge.jpg?itok=RHJqM-Cx | //www.youtube.com/embed/videoseries?list=PLuuV0ELkYb5W6mcXUR_ZdE2TnUg8Xbz_M | https://www.caleffi.com/sites/default/files/file/68367_na_03.pdf
6687C5S1A IN | TwistFlow™ Radiant Manifold Assembly 3 loop 1 1/4" INVERTED | 46 | 548 | 8016615581461 | IT | 8481809025 | 2021-06-01 | Yes | https://www.caleffi.com/node/13389 | https://www.caleffi.com/sites/default/files/file/ss103.pdf | https://www.caleffi.com/sites/default/files/styles/product_photo/public/file/668s1-gauge.jpg?itok=RHJqM-Cx | //www.youtube.com/embed/videoseries?list=PLuuV0ELkYb5W6mcXUR_ZdE2TnUg8Xbz_M | https://www.caleffi.com/sites/default/files/file/68367_na_03.pdf
6687D5S1A | TwistFlow™ Radiant Manifold Assembly 4 loop 1 1/4" | 46 | 624 | 8016615244113 | IT | 8481809025 | 2021-06-01 | Yes | https://www.caleffi.com/node/13389 | https://www.caleffi.com/sites/default/files/file/ss103.pdf | https://www.caleffi.com/sites/default/files/styles/product_photo/public/file/668s1-gauge.jpg?itok=RHJqM-Cx | //www.youtube.com/embed/videoseries?list=PLuuV0ELkYb5W6mcXUR_ZdE2TnUg8Xbz_M | https://www.caleffi.com/sites/default/files/file/68367_na_03.pdf
6687D5S1A IN | TwistFlow™ Radiant Manifold Assembly 4 loop 1 1/4" INVERTED | 46 | 624 | 8016615581478 | IT | 8481809025 | 2021-06-01 | Yes | https://www.caleffi.com/node/13389 | https://www.caleffi.com/sites/default/files/file/ss103.pdf | https://www.caleffi.com/sites/default/files/styles/product_photo/public/file/668s1-gauge.jpg?itok=RHJqM-Cx | //www.youtube.com/embed/videoseries?list=PLuuV0ELkYb5W6mcXUR_ZdE2TnUg8Xbz_M | https://www.caleffi.com/sites/default/files/file/68367_na_03.pdf
6687E5S1A | TwistFlow™ Radiant Manifold Assembly 5 loop 1 1/4" | 46 | 699 | 8016615244120 | IT | 8481809025 | 2021-06-01 | Yes | https://www.caleffi.com/node/13389 | https://www.caleffi.com/sites/default/files/file/ss103.pdf | https://www.caleffi.com/sites/default/files/styles/product_photo/public/file/668s1-gauge.jpg?itok=RHJqM-Cx | //www.youtube.com/embed/videoseries?list=PLuuV0ELkYb5W6mcXUR_ZdE2TnUg8Xbz_M | https://www.caleffi.com/sites/default/files/file/68367_na_03.pdf
6687E5S1A IN | TwistFlow™ Radiant Manifold Assembly 5 loop 1 1/4" INVERTED | 46 | 699 | 8016615581485 | IT | 8481809025 | 2021-06-01 | Yes | https://www.caleffi.com/node/13389 | https://www.caleffi.com/sites/default/files/file/ss103.pdf | https://www.caleffi.com/sites/default/files/styles/product_photo/public/file/668s1-gauge.jpg?itok=RHJqM-Cx | //www.youtube.com/embed/videoseries?list=PLuuV0ELkYb5W6mcXUR_ZdE2TnUg8Xbz_M | https://www.caleffi.com/sites/default/files/file/68367_na_03.pdf
6687F5S1A | TwistFlow™ Radiant Manifold Assembly 6 loop 1 1/4" | 46 | 773 | 8016615244137 | IT | 8481809025 | 2021-06-01 | Yes | https://www.caleffi.com/node/13389 | https://www.caleffi.com/sites/default/files/file/ss103.pdf | https://www.caleffi.com/sites/default/files/styles/product_photo/public/file/668s1-gauge.jpg?itok=RHJqM-Cx | //www.youtube.com/embed/videoseries?list=PLuuV0ELkYb5W6mcXUR_ZdE2TnUg8Xbz_M | https://www.caleffi.com/sites/default/files/file/68367_na_03.pdf
6687F5S1A IN | TwistFlow™ Radiant Manifold Assembly 6 loop 1 1/4" INVERTED | 46 | 773 | 8016615581492 | IT | 8481809025 | 2021-06-01 | Yes | https://www.caleffi.com/node/13389 | https://www.caleffi.com/sites/default/files/file/ss103.pdf | https://www.caleffi.com/sites/default/files/styles/product_photo/public/file/668s1-gauge.jpg?itok=RHJqM-Cx | //www.youtube.com/embed/videoseries?list=PLuuV0ELkYb5W6mcXUR_ZdE2TnUg8Xbz_M | https://www.caleffi.com/sites/default/files/file/68367_na_03.pdf
6687G5S1A | TwistFlow™ Radiant Manifold Assembly 7 loop 1 1/4" | 46 | 848 | 8016615244144 | IT | 8481809025 | 2021-06-01 | Yes | https://www.caleffi.com/node/13389 | https://www.caleffi.com/sites/default/files/file/ss103.pdf | https://www.caleffi.com/sites/default/files/styles/product_photo/public/file/668s1-gauge.jpg?itok=RHJqM-Cx | //www.youtube.com/embed/videoseries?list=PLuuV0ELkYb5W6mcXUR_ZdE2TnUg8Xbz_M | https://www.caleffi.com/sites/default/files/file/68367_na_03.pdf
6687G5S1A IN | TwistFlow™ Radiant Manifold Assembly 7 loop 1 1/4" INVERTED | 46 | 848 | 8016615581508 | IT | 8481809025 | 2021-06-01 | Yes | https://www.caleffi.com/node/13389 | https://www.caleffi.com/sites/default/files/file/ss103.pdf | https://www.caleffi.com/sites/default/files/styles/product_photo/public/file/668s1-gauge.jpg?itok=RHJqM-Cx | //www.youtube.com/embed/videoseries?list=PLuuV0ELkYb5W6mcXUR_ZdE2TnUg8Xbz_M | https://www.caleffi.com/sites/default/files/file/68367_na_03.pdf
6687H5S1A | TwistFlow™ Radiant Manifold Assembly 8 loop 1 1/4" | 46 | 924 | 8016615244151 | IT | 8481809025 | 2021-06-01 | Yes | https://www.caleffi.com/node/13389 | https://www.caleffi.com/sites/default/files/file/ss103.pdf | https://www.caleffi.com/sites/default/files/styles/product_photo/public/file/668s1-gauge.jpg?itok=RHJqM-Cx | //www.youtube.com/embed/videoseries?list=PLuuV0ELkYb5W6mcXUR_ZdE2TnUg8Xbz_M | https://www.caleffi.com/sites/default/files/file/68367_na_03.pdf
6687H5S1A IN | TwistFlow™ Radiant Manifold Assembly 8 loop 1 1/4" INVERTED | 46 | 924 | 8016615581522 | IT | 8481809025 | 2021-06-01 | Yes | https://www.caleffi.com/node/13389 | https://www.caleffi.com/sites/default/files/file/ss103.pdf | https://www.caleffi.com/sites/default/files/styles/product_photo/public/file/668s1-gauge.jpg?itok=RHJqM-Cx | //www.youtube.com/embed/videoseries?list=PLuuV0ELkYb5W6mcXUR_ZdE2TnUg8Xbz_M | https://www.caleffi.com/sites/default/files/file/68367_na_03.pdf
6687I5S1A | TwistFlow™ Radiant Manifold Assembly 9 loop 1 1/4" | 46 | 1000 | 8016615244168 | IT | 8481809025 | 2021-06-01 | Yes | https://www.caleffi.com/node/13389 | https://www.caleffi.com/sites/default/files/file/ss103.pdf | https://www.caleffi.com/sites/default/files/styles/product_photo/public/file/668s1-gauge.jpg?itok=RHJqM-Cx | //www.youtube.com/embed/videoseries?list=PLuuV0ELkYb5W6mcXUR_ZdE2TnUg8Xbz_M | https://www.caleffi.com/sites/default/files/file/68367_na_03.pdf
6687I5S1A IN | TwistFlow™ Radiant Manifold Assembly 9 loop 1 1/4" INVERTED | 46 | 1000 | 8016615581539 | IT | 8481809025 | 2021-06-01 | Yes | https://www.caleffi.com/node/13389 | https://www.caleffi.com/sites/default/files/file/ss103.pdf | https://www.caleffi.com/sites/default/files/styles/product_photo/public/file/668s1-gauge.jpg?itok=RHJqM-Cx | //www.youtube.com/embed/videoseries?list=PLuuV0ELkYb5W6mcXUR_ZdE2TnUg8Xbz_M | https://www.caleffi.com/sites/default/files/file/68367_na_03.pdf
6687L5S1A | TwistFlow™ Radiant Manifold Assembly 10 loop 1 1/4" | 46 | 1074 | 8016615244175 | IT | 8481809025 | 2021-06-01 | Yes | https://www.caleffi.com/node/13389 | https://www.caleffi.com/sites/default/files/file/ss103.pdf | https://www.caleffi.com/sites/default/files/styles/product_photo/public/file/668s1-gauge.jpg?itok=RHJqM-Cx | //www.youtube.com/embed/videoseries?list=PLuuV0ELkYb5W6mcXUR_ZdE2TnUg8Xbz_M | https://www.caleffi.com/sites/default/files/file/68367_na_03.pdf
6687L5S1A IN | TwistFlow™ Radiant Manifold Assembly 10 loop 1 1/4" INVERTED | 46 | 1074 | 8016615581546 | IT | 8481809025 | 2021-06-01 | Yes | https://www.caleffi.com/node/13389 | https://www.caleffi.com/sites/default/files/file/ss103.pdf | https://www.caleffi.com/sites/default/files/styles/product_photo/public/file/668s1-gauge.jpg?itok=RHJqM-Cx | //www.youtube.com/embed/videoseries?list=PLuuV0ELkYb5W6mcXUR_ZdE2TnUg8Xbz_M | https://www.caleffi.com/sites/default/files/file/68367_na_03.pdf
6687M5S1A | TwistFlow™ Radiant Manifold Assembly 11 loop 1 1/4" | 46 | 1149 | 8016615244182 | IT | 8481809025 | 2021-06-01 | Yes | https://www.caleffi.com/node/13389 | https://www.caleffi.com/sites/default/files/file/ss103.pdf | https://www.caleffi.com/sites/default/files/styles/product_photo/public/file/668s1-gauge.jpg?itok=RHJqM-Cx | //www.youtube.com/embed/videoseries?list=PLuuV0ELkYb5W6mcXUR_ZdE2TnUg8Xbz_M | https://www.caleffi.com/sites/default/files/file/68367_na_03.pdf
6687M5S1A IN | TwistFlow™ Radiant Manifold Assembly 11 loop 1 1/4" INVERTED | 46 | 1149 | 8016615581584 | IT | 8481809025 | 2021-06-01 | Yes | https://www.caleffi.com/node/13389 | https://www.caleffi.com/sites/default/files/file/ss103.pdf | https://www.caleffi.com/sites/default/files/styles/product_photo/public/file/668s1-gauge.jpg?itok=RHJqM-Cx | //www.youtube.com/embed/videoseries?list=PLuuV0ELkYb5W6mcXUR_ZdE2TnUg8Xbz_M | https://www.caleffi.com/sites/default/files/file/68367_na_03.pdf
6687N5S1A | TwistFlow™ Radiant Manifold Assembly 12 loop 1 1/4" | 46 | 1224 | 8016615244199 | IT | 8481809025 | 2021-06-01 | Yes | https://www.caleffi.com/node/13389 | https://www.caleffi.com/sites/default/files/file/ss103.pdf | https://www.caleffi.com/sites/default/files/styles/product_photo/public/file/668s1-gauge.jpg?itok=RHJqM-Cx | //www.youtube.com/embed/videoseries?list=PLuuV0ELkYb5W6mcXUR_ZdE2TnUg8Xbz_M | https://www.caleffi.com/sites/default/files/file/68367_na_03.pdf
6687N5S1A IN | TwistFlow™ Radiant Manifold Assembly 12 loop 1 1/4" INVERTED | 46 | 1224 | 8016615581645 | IT | 8481809025 | 2021-06-01 | Yes | https://www.caleffi.com/node/13389 | https://www.caleffi.com/sites/default/files/file/ss103.pdf | https://www.caleffi.com/sites/default/files/styles/product_photo/public/file/668s1-gauge.jpg?itok=RHJqM-Cx | //www.youtube.com/embed/videoseries?list=PLuuV0ELkYb5W6mcXUR_ZdE2TnUg8Xbz_M | https://www.caleffi.com/sites/default/files/file/68367_na_03.pdf
6687O5S1A | TwistFlow™ Radiant Manifold Assembly 13 loop 1 1/4" | 46 | 1299 | 8016615244212 | IT | 8481809025 | 2021-06-01 | Yes | https://www.caleffi.com/node/13389 | https://www.caleffi.com/sites/default/files/file/ss103.pdf | https://www.caleffi.com/sites/default/files/styles/product_photo/public/file/668s1-gauge.jpg?itok=RHJqM-Cx | //www.youtube.com/embed/videoseries?list=PLuuV0ELkYb5W6mcXUR_ZdE2TnUg8Xbz_M | https://www.caleffi.com/sites/default/files/file/68367_na_03.pdf
6687O5S1A IN | TwistFlow™ Radiant Manifold Assembly 13 loop 1 1/4" INVERTED | 46 | 1299 | 8016615581669 | IT | 8481809025 | 2021-06-01 | Yes | https://www.caleffi.com/node/13389 | https://www.caleffi.com/sites/default/files/file/ss103.pdf | https://www.caleffi.com/sites/default/files/styles/product_photo/public/file/668s1-gauge.jpg?itok=RHJqM-Cx | //www.youtube.com/embed/videoseries?list=PLuuV0ELkYb5W6mcXUR_ZdE2TnUg8Xbz_M | https://www.caleffi.com/sites/default/files/file/68367_na_03.pdf
675900A | Dual-Temp Push-Fit Thermometer | 51 | 9.1 | 8016615246773 | IT | 8481909085 | 2021-06-01 | Yes | https://www.caleffi.com/node/15455 |  | https://www.caleffi.com/sites/default/files/styles/product_photo/public/file/675900.jpg?itok=-5TORPmh
676000A | Body only, close-off 20 psid | 36 | 23.7 | 8016615075595 | IT | 8481809050 | 2021-06-01 | Yes | https://www.caleffi.com/node/16529 |  | https://www.caleffi.com/sites/default/files/styles/product_photo/public/file/6760.jpg?itok=lnn4C9fB | //www.youtube.com/embed/videoseries?list=PLuuV0ELkYb5WmC5Hajy0edXSbaVlHgkfm
676256A | Zone Valve 3/4" Press Fit Twist Top w/ES | 36 | 172 | 8016615471267 | IT | 8481809020 | 2021-06-01 | Yes | https://www.caleffi.com/node/12834 |  | https://www.caleffi.com/sites/default/files/styles/product_photo/public/file/676259a.jpg?itok=p0ZZPg62 | //www.youtube.com/embed/videoseries?list=PLuuV0ELkYb5WmC5Hajy0edXSbaVlHgkfm
676258A | Zone Valve 3/4" PEX exp, Twistop end switch | 36 | 166 | 8016615614015 | IT | 8481809020 | 2021-06-01 | Yes | https://www.caleffi.com/node/12834 |  | https://www.caleffi.com/sites/default/files/styles/product_photo/public/file/676259a.jpg?itok=p0ZZPg62 | //www.youtube.com/embed/videoseries?list=PLuuV0ELkYb5WmC5Hajy0edXSbaVlHgkfm
676259A | Zone Valve 3/4" SWT, Twistop end switch | 36 | 166 | 8016615965766 | IT | 8481809020 | 2021-06-01 | Yes | https://www.caleffi.com/node/12834 |  | https://www.caleffi.com/sites/default/files/styles/product_photo/public/file/676259a.jpg?itok=p0ZZPg62 | //www.youtube.com/embed/videoseries?list=PLuuV0ELkYb5WmC5Hajy0edXSbaVlHgkfm
676266A | Zone Valve 1" Press Fit Twist Top w/ES | 36 | 197 | 8016615551020 | IT | 8481809020 | 2021-06-01 | Yes | https://www.caleffi.com/node/12834 |  | https://www.caleffi.com/sites/default/files/styles/product_photo/public/file/676259a.jpg?itok=p0ZZPg62 | //www.youtube.com/embed/videoseries?list=PLuuV0ELkYb5WmC5Hajy0edXSbaVlHgkfm
676268A | Zone Valve 1" PEX exp, Twistop end switch | 36 | 190 | 8016615614022 | IT | 8481809020 | 2021-06-01 | Yes | https://www.caleffi.com/node/12834 |  | https://www.caleffi.com/sites/default/files/styles/product_photo/public/file/676259a.jpg?itok=p0ZZPg62 | //www.youtube.com/embed/videoseries?list=PLuuV0ELkYb5WmC5Hajy0edXSbaVlHgkfm
676269A | Zone Valve 1" SWT, Twistop end switch | 36 | 190 | 8016615297621 | IT | 8481809020 | 2021-06-01 | Yes | https://www.caleffi.com/node/12834 |  | https://www.caleffi.com/sites/default/files/styles/product_photo/public/file/676259a.jpg?itok=p0ZZPg62 | //www.youtube.com/embed/videoseries?list=PLuuV0ELkYb5WmC5Hajy0edXSbaVlHgkfm
676500A | Body only, close-off 35 psid | 36 | 47 | 8016615614039 | IT | 8481809050 | 2021-06-01 | Yes | https://www.caleffi.com/node/16529 |  | https://www.caleffi.com/sites/default/files/styles/product_photo/public/file/6760.jpg?itok=lnn4C9fB | //www.youtube.com/embed/videoseries?list=PLuuV0ELkYb5WmC5Hajy0edXSbaVlHgkfm
676756A | ¾" press union TwisTop+ assy | 36 | 193 | 8016615614060 | IT | 8481809020 | 2021-06-01 | Yes | https://www.caleffi.com/node/60924 |  | https://www.caleffi.com/sites/default/files/styles/product_photo/public/file/676756a.jpg?itok=het6fcI1
676758A | ¾" PEX expansion union TwisTop+ assy | 36 | 187 | 8016615614084 | IT | 8481809020 | 2021-06-01 | Yes | https://www.caleffi.com/node/60924 |  | https://www.caleffi.com/sites/default/files/styles/product_photo/public/file/676756a.jpg?itok=het6fcI1
676759A | ¾" sweat union TwisTop+ assy | 36 | 187 | 8016615614077 | IT | 8481809020 | 2021-06-01 | Yes | https://www.caleffi.com/node/60924 |  | https://www.caleffi.com/sites/default/files/styles/product_photo/public/file/676756a.jpg?itok=het6fcI1
676766A | 1" press union TwisTop+ assy | 36 | 218 | 8016615614091 | IT | 8481809020 | 2021-06-01 | Yes | https://www.caleffi.com/node/60924 |  | https://www.caleffi.com/sites/default/files/styles/product_photo/public/file/676756a.jpg?itok=het6fcI1
676768A | 1" PEX expansion union TwisTop+ assy | 36 | 209 | 8016615614114 | IT | 8481809020 | 2021-06-01 | Yes | https://www.caleffi.com/node/60924 |  | https://www.caleffi.com/sites/default/files/styles/product_photo/public/file/676756a.jpg?itok=het6fcI1
676769A | 1" sweat union TwisTop+ assy | 36 | 209 | 8016615614107 | IT | 8481809020 | 2021-06-01 | Yes | https://www.caleffi.com/node/60924 |  | https://www.caleffi.com/sites/default/files/styles/product_photo/public/file/676756a.jpg?itok=het6fcI1
680503A | Fitting 3/8" Nominal PEX | 49 | 8.5 | 8016615069594 | IT | 8481909085 | 2021-06-01 | Yes | https://www.caleffi.com/node/16573 |  | https://www.caleffi.com/sites/default/files/styles/product_photo/public/file/6805.jpg?itok=NZMH3n4Y
680504A | Fitting 1/2" Nominal PEX | 49 | 8.5 | 8016615069587 | IT | 8481909085 | 2021-06-01 | Yes | https://www.caleffi.com/node/16573 |  | https://www.caleffi.com/sites/default/files/styles/product_photo/public/file/6805.jpg?itok=NZMH3n4Y
680505A | Fitting 3/4" Nominal PEX | 49 | 8.5 | 8016615069570 | IT | 8481909085 | 2021-06-01 | Yes | https://www.caleffi.com/node/16573 |  | https://www.caleffi.com/sites/default/files/styles/product_photo/public/file/6805.jpg?itok=NZMH3n4Y
680555A | Fitting 5/8" Nominal PEX | 49 | 8.5 | 8016615082395 | IT | 8481909085 | 2021-06-01 | Yes | https://www.caleffi.com/node/16573 |  | https://www.caleffi.com/sites/default/files/styles/product_photo/public/file/6805.jpg?itok=NZMH3n4Y
681503A | 3/8" Nominal PEX Fitting w/Chrome Nut | 33 | 8.9 | 8016615377026 | IT | 8481909085 | 2021-06-01 | Yes | https://www.caleffi.com/node/12636 |  | https://www.caleffi.com/sites/default/files/styles/product_photo/public/file/6815.jpg?itok=9-HL5BHW
682530A | 3/8" PEX-AL-PEX Fitting | 49 | 8.7 | 8016615269703 | IT | 8481909085 | 2021-06-01 | Yes | https://www.caleffi.com/node/15245 |  | https://www.caleffi.com/sites/default/files/styles/product_photo/public/file/682540A.jpg?itok=kV2iSthe
682540A | 1/2" PEX-AL-PEX Fitting | 33 | 8.7 | 8016615269710 | IT | 8481909085 | 2021-06-01 | Yes | https://www.caleffi.com/node/15245 |  | https://www.caleffi.com/sites/default/files/styles/product_photo/public/file/682540A.jpg?itok=kV2iSthe
682545A | 5/8" PEX-AL-PEX Fitting | 49 | 9.3 | 8016615269727 | IT | 8481909085 | 2021-06-01 | Yes | https://www.caleffi.com/node/15245 |  | https://www.caleffi.com/sites/default/files/styles/product_photo/public/file/682540A.jpg?itok=kV2iSthe
682550A | 3/4" PEX-AL-PEX Fitting | 49 | 16.5 | 8016615269734 | IT | 8481909085 | 2021-06-01 | Yes | https://www.caleffi.com/node/15245 |  | https://www.caleffi.com/sites/default/files/styles/product_photo/public/file/682540A.jpg?itok=kV2iSthe
688003A | Manifold Gage 50mm 210 F | 51 | 34 | 8016615964240 | IT | 8481909085 | 2021-06-01 | Yes | https://www.caleffi.com/node/15141 |  | https://www.caleffi.com/sites/default/files/styles/product_photo/public/file/688005.jpg?itok=eSSV7Qr7
750410A | Conteca Heat Meter 11 - 110 GPM, 2-1/2" ANSI 150 flanges | 112 | 2568 | 8016615626445 | IT | 8481809015 | 2021-06-01 | Yes | https://www.caleffi.com/node/60471 |  | https://www.caleffi.com/sites/default/files/styles/product_photo/public/file/7504a.jpg?itok=KWLFHSTg | //www.youtube.com/embed/videoseries?list=PLuuV0ELkYb5X_8UMoUusQrror42isKNX0
750411A | Conteca Heat Meter 14 - 140 GPM, 3" ANSI 150 flanges | 112 | 3240 | 8016615626452 | IT | 8481809015 | 2021-06-01 | Yes | https://www.caleffi.com/node/60471 |  | https://www.caleffi.com/sites/default/files/styles/product_photo/public/file/7504a.jpg?itok=KWLFHSTg | //www.youtube.com/embed/videoseries?list=PLuuV0ELkYb5X_8UMoUusQrror42isKNX0
750412A | Conteca Heat Meter 22 - 220 GPM, 4" ANSI 150 flanges | 112 | 4253 | 8016615626469 | IT | 8481809015 | 2021-06-01 | Yes | https://www.caleffi.com/node/60471 |  | https://www.caleffi.com/sites/default/files/styles/product_photo/public/file/7504a.jpg?itok=KWLFHSTg | //www.youtube.com/embed/videoseries?list=PLuuV0ELkYb5X_8UMoUusQrror42isKNX0
750413A | Conteca Heat Meter 35 - 350 GPM, 5" ANSI 150 flanges | 112 | 4855 | 8016615626476 | IT | 8481809015 | 2021-06-01 | Yes | https://www.caleffi.com/node/60471 |  | https://www.caleffi.com/sites/default/files/styles/product_photo/public/file/7504a.jpg?itok=KWLFHSTg | //www.youtube.com/embed/videoseries?list=PLuuV0ELkYb5X_8UMoUusQrror42isKNX0
750414A | Conteca Heat Meter 88 - 880 GPM, 6" ANSI 150 flanges | 112 | 5779 | 8016615626483 | IT | 8481809015 | 2021-06-01 | Yes | https://www.caleffi.com/node/60471 |  | https://www.caleffi.com/sites/default/files/styles/product_photo/public/file/7504a.jpg?itok=KWLFHSTg | //www.youtube.com/embed/videoseries?list=PLuuV0ELkYb5X_8UMoUusQrror42isKNX0
750415A | Conteca Heat Meter 100 - 1000 GPM, 8" ANSI 150 flanges | 112 | 6473 | 8016615626490 | IT | 8481809015 | 2021-06-01 | Yes | https://www.caleffi.com/node/60471 |  | https://www.caleffi.com/sites/default/files/styles/product_photo/public/file/7504a.jpg?itok=KWLFHSTg | //www.youtube.com/embed/videoseries?list=PLuuV0ELkYb5X_8UMoUusQrror42isKNX0
750440A | CONTECA™ Heat Meter Kit, 0.25 to 10 GPM, 1/2" MNPT | 112 | 954 | 8016615605914 | IT | 8481809015 | 2021-06-01 | Yes | https://www.caleffi.com/node/60471 |  | https://www.caleffi.com/sites/default/files/styles/product_photo/public/file/7504a.jpg?itok=KWLFHSTg | //www.youtube.com/embed/videoseries?list=PLuuV0ELkYb5X_8UMoUusQrror42isKNX0 | https://www.caleffi.com/sites/default/files/file/h0005440-03_na-modbus_guide.pdf
750446A | CONTECA™ Heat Meter Kit, 0.25 to 10 GPM, 1/2" press | 112 | 1001 | 8016615605921 | IT | 8481809015 | 2021-06-01 | Yes | https://www.caleffi.com/node/60471 |  | https://www.caleffi.com/sites/default/files/styles/product_photo/public/file/7504a.jpg?itok=KWLFHSTg | //www.youtube.com/embed/videoseries?list=PLuuV0ELkYb5X_8UMoUusQrror42isKNX0 | https://www.caleffi.com/sites/default/files/file/h0005440-03_na-modbus_guide.pdf
750449A | CONTECA™ Heat Meter Kit, 0.25 to 10 GPM, 1/2" sweat | 112 | 919 | 8016615605907 | IT | 8481809015 | 2021-06-01 | Yes | https://www.caleffi.com/node/60471 |  | https://www.caleffi.com/sites/default/files/styles/product_photo/public/file/7504a.jpg?itok=KWLFHSTg | //www.youtube.com/embed/videoseries?list=PLuuV0ELkYb5X_8UMoUusQrror42isKNX0 | https://www.caleffi.com/sites/default/files/file/h0005440-03_na-modbus_guide.pdf
750450A | CONTECA™ Heat Meter Kit, 0.25 to 10 GPM, 3/4" MNPT | 112 | 966 | 8016615605945 | IT | 8481809015 | 2021-06-01 | Yes | https://www.caleffi.com/node/60471 |  | https://www.caleffi.com/sites/default/files/styles/product_photo/public/file/7504a.jpg?itok=KWLFHSTg | //www.youtube.com/embed/videoseries?list=PLuuV0ELkYb5X_8UMoUusQrror42isKNX0 | https://www.caleffi.com/sites/default/files/file/h0005440-03_na-modbus_guide.pdf
750456A | CONTECA™ Heat Meter Kit, 0.25 to 10 GPM, 3/4" press | 112 | 1012 | 8016615605952 | IT | 8481809015 | 2021-06-01 | Yes | https://www.caleffi.com/node/60471 |  | https://www.caleffi.com/sites/default/files/styles/product_photo/public/file/7504a.jpg?itok=KWLFHSTg | //www.youtube.com/embed/videoseries?list=PLuuV0ELkYb5X_8UMoUusQrror42isKNX0 | https://www.caleffi.com/sites/default/files/file/h0005440-03_na-modbus_guide.pdf
750459A | CONTECA™ Heat Meter Kit, 0.25 to 10 GPM, 3/4" sweat | 112 | 930 | 8016615605938 | IT | 8481809015 | 2021-06-01 | Yes | https://www.caleffi.com/node/60471 |  | https://www.caleffi.com/sites/default/files/styles/product_photo/public/file/7504a.jpg?itok=KWLFHSTg | //www.youtube.com/embed/videoseries?list=PLuuV0ELkYb5X_8UMoUusQrror42isKNX0 | https://www.caleffi.com/sites/default/files/file/h0005440-03_na-modbus_guide.pdf
750460A | CONTECA™ Heat Meter Kit, 0.25 to 10 GPM, 1" MNPT | 112 | 1012 | 8016615605976 | IT | 8481809015 | 2021-06-01 | Yes | https://www.caleffi.com/node/60471 |  | https://www.caleffi.com/sites/default/files/styles/product_photo/public/file/7504a.jpg?itok=KWLFHSTg | //www.youtube.com/embed/videoseries?list=PLuuV0ELkYb5X_8UMoUusQrror42isKNX0 | https://www.caleffi.com/sites/default/files/file/h0005440-03_na-modbus_guide.pdf
750463A | CONTECA™ Heat Meter Kit, 0.3 to 15 GPM, 1" FNPT | 112 | 1362 | 8016615605990 | IT | 8481809015 | 2021-06-01 | Yes | https://www.caleffi.com/node/60471 |  | https://www.caleffi.com/sites/default/files/styles/product_photo/public/file/7504a.jpg?itok=KWLFHSTg | //www.youtube.com/embed/videoseries?list=PLuuV0ELkYb5X_8UMoUusQrror42isKNX0 | https://www.caleffi.com/sites/default/files/file/h0005440-03_na-modbus_guide.pdf
750466A | CONTECA™ Heat Meter Kit, 0.25 to 10 GPM, 1" press | 112 | 1059 | 8016615605983 | IT | 8481809015 | 2021-06-01 | Yes | https://www.caleffi.com/node/60471 |  | https://www.caleffi.com/sites/default/files/styles/product_photo/public/file/7504a.jpg?itok=KWLFHSTg | //www.youtube.com/embed/videoseries?list=PLuuV0ELkYb5X_8UMoUusQrror42isKNX0 | https://www.caleffi.com/sites/default/files/file/h0005440-03_na-modbus_guide.pdf
750469A | CONTECA™ Heat Meter Kit, 0.25 to 10 GPM, 1" sweat | 112 | 977 | 8016615605969 | IT | 8481809015 | 2021-06-01 | Yes | https://www.caleffi.com/node/60471 |  | https://www.caleffi.com/sites/default/files/styles/product_photo/public/file/7504a.jpg?itok=KWLFHSTg | //www.youtube.com/embed/videoseries?list=PLuuV0ELkYb5X_8UMoUusQrror42isKNX0 | https://www.caleffi.com/sites/default/files/file/h0005440-03_na-modbus_guide.pdf
750473A | CONTECA™ Heat Meter Kit, 0.5 to 25 GPM, 1-1/4" FNPT | 112 | 1455 | 8016615606003 | IT | 8481809015 | 2021-06-01 | Yes | https://www.caleffi.com/node/60471 |  | https://www.caleffi.com/sites/default/files/styles/product_photo/public/file/7504a.jpg?itok=KWLFHSTg | //www.youtube.com/embed/videoseries?list=PLuuV0ELkYb5X_8UMoUusQrror42isKNX0 | https://www.caleffi.com/sites/default/files/file/h0005440-03_na-modbus_guide.pdf
750483A | CONTECA™ Heat Meter Kit, 1 to 45 GPM, 1-1/2" FNPT | 112 | 1687 | 8016615606010 | IT | 8481809015 | 2021-06-01 | Yes | https://www.caleffi.com/node/60471 |  | https://www.caleffi.com/sites/default/files/styles/product_photo/public/file/7504a.jpg?itok=KWLFHSTg | //www.youtube.com/embed/videoseries?list=PLuuV0ELkYb5X_8UMoUusQrror42isKNX0 | https://www.caleffi.com/sites/default/files/file/h0005440-03_na-modbus_guide.pdf
CBN116140 | Insulation jacket for 1161, 1162, 1163, 1/2", 3/4" | 71 | 30.5 | 8016615571479 | IT | 8481909085 | 2021-06-01 | Yes | https://www.caleffi.com/node/54176 |  | https://www.caleffi.com/sites/default/files/styles/product_photo/public/file/cbn116140.jpg?itok=z7QR4bAm | //www.youtube.com/embed/8aJrkPClz5U?list=PLuuV0ELkYb5U8jKHfYh6pj-n2rtECK-mU | https://www.caleffi.com/sites/default/files/file/h0001890-05na-1220.pdf
CBN116160 | Insulation jacket for 1161, 1162, 1163, 1", 1-1/4" | 71 | 32.6 |  | IT | 8481909085 | 2021-06-01 | Yes | https://www.caleffi.com/node/54176 |  | https://www.caleffi.com/sites/default/files/styles/product_photo/public/file/cbn116140.jpg?itok=z7QR4bAm | //www.youtube.com/embed/8aJrkPClz5U?list=PLuuV0ELkYb5U8jKHfYh6pj-n2rtECK-mU | https://www.caleffi.com/sites/default/files/file/h0001890-05na-1220.pdf
CBN116440 | Insulation jacket for 1164, 1/2", 3/4" | 71 | 30 | 8016615625981 | IT | 8481909085 | 2021-06-01 | Yes | https://www.caleffi.com/node/54176 |  | https://www.caleffi.com/sites/default/files/styles/product_photo/public/file/cbn116140.jpg?itok=z7QR4bAm | //www.youtube.com/embed/8aJrkPClz5U?list=PLuuV0ELkYb5U8jKHfYh6pj-n2rtECK-mU | https://www.caleffi.com/sites/default/files/file/h0001890-05na-1220.pdf
CBN130400 | Insulation for 130400-400A | 72 | 27.5 | 8016615425383 | IT | 8481909085 | 2021-06-01 | Yes | https://www.caleffi.com/node/16828 |  | https://www.caleffi.com/sites/default/files/styles/product_photo/public/file/CBN130500.jpg?itok=hBtnJZhU
CBN130500 | Insulation for 130500A | 72 | 29.8 | 8016615425390 | IT | 8481909085 | 2021-06-01 | Yes | https://www.caleffi.com/node/16828 |  | https://www.caleffi.com/sites/default/files/styles/product_photo/public/file/CBN130500.jpg?itok=hBtnJZhU
CBN130600 | Insulation for 130600A | 72 | 35.8 | 8016615425406 | IT | 8481909085 | 2021-06-01 | Yes | https://www.caleffi.com/node/16828 |  | https://www.caleffi.com/sites/default/files/styles/product_photo/public/file/CBN130500.jpg?itok=hBtnJZhU
CBN130700 | Insulation for 130700A | 72 | 44.7 | 8016615425413 | IT | 8481909085 | 2021-06-01 | Yes | https://www.caleffi.com/node/16828 |  | https://www.caleffi.com/sites/default/files/styles/product_photo/public/file/CBN130500.jpg?itok=hBtnJZhU
CBN130800 | Insulation for 130800A | 72 | 55.8 | 8016615425420 | IT | 8481909085 | 2021-06-01 | Yes | https://www.caleffi.com/node/16828 |  | https://www.caleffi.com/sites/default/files/styles/product_photo/public/file/CBN130500.jpg?itok=hBtnJZhU
CBN130900 | Insulation for 130900A | 72 | 74.3 | 8016615425437 | IT | 8481909085 | 2021-06-01 | Yes | https://www.caleffi.com/node/16828 |  | https://www.caleffi.com/sites/default/files/styles/product_photo/public/file/CBN130500.jpg?itok=hBtnJZhU
CBN142241A | Insulation-142241A Balance Valve | 73 | 25.2 | 8016615505252 | IT | 8481909085 | 2021-06-01 | Yes | https://www.caleffi.com/node/26377 |  | https://www.caleffi.com/sites/default/files/styles/product_photo/public/file/cbn142.jpg?itok=SnTcMUzX
CBN142251A | Insulation-142251A Balance Valve | 73 | 26.8 | 8016615505269 | IT | 8481909085 | 2021-06-01 | Yes | https://www.caleffi.com/node/26377 |  | https://www.caleffi.com/sites/default/files/styles/product_photo/public/file/cbn142.jpg?itok=SnTcMUzX
CBN142261A | Insulation-142261A Balance Valve | 73 | 36.5 | 8016615505276 | IT | 8481909085 | 2021-06-01 | Yes | https://www.caleffi.com/node/26377 |  | https://www.caleffi.com/sites/default/files/styles/product_photo/public/file/cbn142.jpg?itok=SnTcMUzX
CBN142271A | Insulation-142271A Balance Valve | 73 | 52.1 | 8016615505283 | IT | 8481909085 | 2021-06-01 | Yes | https://www.caleffi.com/node/26377 |  | https://www.caleffi.com/sites/default/files/styles/product_photo/public/file/cbn142.jpg?itok=SnTcMUzX
CBN142281A | Insulation - 142281A Balance Valve | 73 | 58.6 | 8016615505290 | IT | 8481909085 | 2021-06-01 | Yes | https://www.caleffi.com/node/26377 |  | https://www.caleffi.com/sites/default/files/styles/product_photo/public/file/cbn142.jpg?itok=SnTcMUzX
CBN546002 | Complete Insulation for 546002-5-6 | 22 | 77.9 | 8016615361070 | IT | 8481909085 | 2021-06-01 | Yes | https://www.caleffi.com/node/17017 |  | https://www.caleffi.com/sites/default/files/styles/product_photo/public/file/CBN546002.jpg?itok=XdQm08Lr | //www.youtube.com/embed/videoseries?list=PLuuV0ELkYb5XQgBrd_RqUlCdy-0PV9PYq
CBN546118 | Insulation shell for 1-1/2" 5461 DiscalDirtMag | 22 | 98.5 | 8016615577570 | IT | 8481909085 | 2021-06-01 | Yes | https://www.caleffi.com/node/17017 |  | https://www.caleffi.com/sites/default/files/styles/product_photo/public/file/CBN546002.jpg?itok=XdQm08Lr | //www.youtube.com/embed/videoseries?list=PLuuV0ELkYb5XQgBrd_RqUlCdy-0PV9PYq
CBN546119 | Insulation shell for 2" 5461 DiscalDirtMag | 22 | 112 | 8016615577587 | IT | 8481909085 | 2021-06-01 | Yes | https://www.caleffi.com/node/17017 |  | https://www.caleffi.com/sites/default/files/styles/product_photo/public/file/CBN546002.jpg?itok=XdQm08Lr | //www.youtube.com/embed/videoseries?list=PLuuV0ELkYb5XQgBrd_RqUlCdy-0PV9PYq
CBN546205 | Complete Insulation for 546205-6-305-306 | 24 | 49.7 | 8016615361094 | IT | 8481909085 | 2021-06-01 | Yes | https://www.caleffi.com/node/12360 |  | https://www.caleffi.com/sites/default/files/styles/product_photo/public/file/CBN546205_chi.jpg?itok=W8VKGjep | //www.youtube.com/embed/videoseries?list=PLuuV0ELkYb5XQgBrd_RqUlCdy-0PV9PYq | https://www.caleffi.com/sites/default/files/file/38643_na_10.pdf
CBN546207 | Complete Insulation For 546207-8-307-308 | 24 | 53.3 | 8016615361100 | IT | 8481909085 | 2021-06-01 | Yes | https://www.caleffi.com/node/12360 |  | https://www.caleffi.com/sites/default/files/styles/product_photo/public/file/CBN546205_chi.jpg?itok=W8VKGjep | //www.youtube.com/embed/videoseries?list=PLuuV0ELkYb5XQgBrd_RqUlCdy-0PV9PYq | https://www.caleffi.com/sites/default/files/file/38643_na_10.pdf
CBN546209 | Complete Insulation for 546209-309 | 24 | 58.3 | 8016615361117 | IT | 8481909085 | 2021-06-01 | Yes | https://www.caleffi.com/node/12360 |  | https://www.caleffi.com/sites/default/files/styles/product_photo/public/file/CBN546205_chi.jpg?itok=W8VKGjep | //www.youtube.com/embed/videoseries?list=PLuuV0ELkYb5XQgBrd_RqUlCdy-0PV9PYq | https://www.caleffi.com/sites/default/files/file/38643_na_10.pdf
CBN551005 | COMPLETE INSULATION FOR 551005-6 | 18 | 49.7 | 8016615361124 | IT | 8481909085 | 2021-06-01 | Yes | https://www.caleffi.com/node/12386 |  | https://www.caleffi.com/sites/default/files/styles/product_photo/public/file/CBN551005.jpg?itok=yz2XdfxV | //www.youtube.com/embed/videoseries?list=PLuuV0ELkYb5WxbV4vT_fiKP6QyOTxErIt | https://www.caleffi.com/sites/default/files/file/38456_na_12.pdf
CBN551007 | COMPLETE INSULATION FOR 551007-8 | 18 | 53.3 | 8016615361131 | IT | 8481909085 | 2021-06-01 | Yes | https://www.caleffi.com/node/12386 |  | https://www.caleffi.com/sites/default/files/styles/product_photo/public/file/CBN551005.jpg?itok=yz2XdfxV | //www.youtube.com/embed/videoseries?list=PLuuV0ELkYb5WxbV4vT_fiKP6QyOTxErIt | https://www.caleffi.com/sites/default/files/file/38456_na_12.pdf
CBN551009 | Complete Insulation for 551009 | 18 | 58.3 | 8016615361148 | IT | 8481909085 | 2021-06-01 | Yes | https://www.caleffi.com/node/12386 |  | https://www.caleffi.com/sites/default/files/styles/product_photo/public/file/CBN551005.jpg?itok=yz2XdfxV | //www.youtube.com/embed/videoseries?list=PLuuV0ELkYb5WxbV4vT_fiKP6QyOTxErIt | https://www.caleffi.com/sites/default/files/file/38456_na_12.pdf
F0000349 | Magnet/drywell (17-3/8") for 8" to 14" SEP4 and DirtMag (3 req.) | 13 | 529 | 8016615555912 | IT | 85051100 | 2021-06-01 | Yes | https://www.caleffi.com/node/52885 |  | https://www.caleffi.com/sites/default/files/styles/product_photo/public/file/f0000349-435.jpg?itok=RGSkd13Y
F0000435 | Magnet/drywell (7-3/4") for 2" and 2-1/2" SEP4 | 13 | 124 | 8016615564471 | IT | 85051100 | 2021-06-01 | Yes | https://www.caleffi.com/node/52885 |  | https://www.caleffi.com/sites/default/files/styles/product_photo/public/file/f0000349-435.jpg?itok=RGSkd13Y
F0000580 | Replacement therm. dis. cartridge | 71 | 44.4 | 8016615577983 | IT | 8481809015 | 2021-06-01 | Yes | https://www.caleffi.com/node/54170 |  | https://www.caleffi.com/sites/default/files/styles/product_photo/public/file/f0000580.jpg?itok=Im-Ocoof | //www.youtube.com/embed/8aJrkPClz5U?list=PLuuV0ELkYb5U8jKHfYh6pj-n2rtECK-mU | https://www.caleffi.com/sites/default/files/file/h0001890-05na-1220.pdf
F0000926 | Insulation Shell for QS+ with gauge | 66 | 35.6 | 8016615601404 | IT | 8481909085 | 2021-06-01 | Yes | https://www.caleffi.com/node/17242 |  | https://www.caleffi.com/sites/default/files/styles/product_photo/public/file/112003.jpg?itok=rV1g0dev
F0000940 | Replacement flow meter for QS+ 0.5 to 1.75 GPM | 66 | 98 | 8016615602531 | IT | 8481809015 | 2021-06-01 | Yes | https://www.caleffi.com/node/61077 |  | https://www.caleffi.com/sites/default/files/styles/product_photo/public/file/f0000940.jpg?itok=ggrBztt- | //www.youtube.com/embed/videoseries?list=PLuuV0ELkYb5VxX62oAP_5j89NBh7gGEhs | https://www.caleffi.com/sites/default/files/file/18106_na_05.pdf
F0000941 | Replacement flow meter for QS+ 2.0 to 7.0 GPM | 66 | 98 | 8016615602487 | IT | 8481809015 | 2021-06-01 | Yes | https://www.caleffi.com/node/61077 |  | https://www.caleffi.com/sites/default/files/styles/product_photo/public/file/f0000940.jpg?itok=ggrBztt- | //www.youtube.com/embed/videoseries?list=PLuuV0ELkYb5VxX62oAP_5j89NBh7gGEhs | https://www.caleffi.com/sites/default/files/file/18106_na_05.pdf
F0000942 | Replacement flow meter 3 to 10 GPM | 67 | 98 | 8016615602494 | IT | 8481809015 | 2021-06-01 | Yes | https://www.caleffi.com/node/61077 |  | https://www.caleffi.com/sites/default/files/styles/product_photo/public/file/f0000940.jpg?itok=ggrBztt- | //www.youtube.com/embed/videoseries?list=PLuuV0ELkYb5VxX62oAP_5j89NBh7gGEhs | https://www.caleffi.com/sites/default/files/file/18106_na_05.pdf
F0000943 | Replacement flow meter 5 to 19 GPM | 67 | 102.7 | 8016615602500 | IT | 8481809015 | 2021-06-01 | Yes | https://www.caleffi.com/node/61077 |  | https://www.caleffi.com/sites/default/files/styles/product_photo/public/file/f0000940.jpg?itok=ggrBztt- | //www.youtube.com/embed/videoseries?list=PLuuV0ELkYb5VxX62oAP_5j89NBh7gGEhs | https://www.caleffi.com/sites/default/files/file/18106_na_05.pdf
F0000944 | Replacement flow meter 8 to 32 GPM | 67 | 102.7 | 8016615602517 | IT | 8481809015 | 2021-06-01 | Yes | https://www.caleffi.com/node/61077 |  | https://www.caleffi.com/sites/default/files/styles/product_photo/public/file/f0000940.jpg?itok=ggrBztt- | //www.youtube.com/embed/videoseries?list=PLuuV0ELkYb5VxX62oAP_5j89NBh7gGEhs | https://www.caleffi.com/sites/default/files/file/18106_na_05.pdf
F0000945 | Replacement flow meter 12 to 50 GPM | 67 | 102.7 | 8016615602524 | IT | 8481809015 | 2021-06-01 | Yes | https://www.caleffi.com/node/61077 |  | https://www.caleffi.com/sites/default/files/styles/product_photo/public/file/f0000940.jpg?itok=ggrBztt- | //www.youtube.com/embed/videoseries?list=PLuuV0ELkYb5VxX62oAP_5j89NBh7gGEhs | https://www.caleffi.com/sites/default/files/file/18106_na_05.pdf
F0000946 | Replacement flow meter 30 to 105 GPM | 67 | 108 | 8016615602548 | IT | 8481809015 | 2021-06-01 | Yes | https://www.caleffi.com/node/61077 |  | https://www.caleffi.com/sites/default/files/styles/product_photo/public/file/f0000940.jpg?itok=ggrBztt- | //www.youtube.com/embed/videoseries?list=PLuuV0ELkYb5VxX62oAP_5j89NBh7gGEhs | https://www.caleffi.com/sites/default/files/file/18106_na_05.pdf
F0000947 | Replacement flow meter 38 to 148 GPM | 67 | 108 | 8016615602555 | IT | 8481809015 | 2021-06-01 | Yes | https://www.caleffi.com/node/61077 |  | https://www.caleffi.com/sites/default/files/styles/product_photo/public/file/f0000940.jpg?itok=ggrBztt- | //www.youtube.com/embed/videoseries?list=PLuuV0ELkYb5VxX62oAP_5j89NBh7gGEhs | https://www.caleffi.com/sites/default/files/file/18106_na_05.pdf
F0000948 | Replacement flow meter 55 to 210 GPM | 67 | 108 | 8016615602562 | IT | 8481809015 | 2021-06-01 | Yes | https://www.caleffi.com/node/61077 |  | https://www.caleffi.com/sites/default/files/styles/product_photo/public/file/f0000940.jpg?itok=ggrBztt- | //www.youtube.com/embed/videoseries?list=PLuuV0ELkYb5VxX62oAP_5j89NBh7gGEhs | https://www.caleffi.com/sites/default/files/file/18106_na_05.pdf
F0000962 | Replacement Legiomix controller | 61 | 1589 | 8016615602753 | IT | 8481809015 | 2021-06-01 | Yes | https://www.caleffi.com/node/61055 | https://www.caleffi.com/sites/default/files/file/03532-20na-1.pdf | https://www.caleffi.com/sites/default/files/styles/product_photo/public/file/f0000962.jpg?itok=lRGiglwW | //www.youtube.com/embed/videoseries?list=PLuuV0ELkYb5VxIwTECrY_HU2go1h33_Oc | https://www.caleffi.com/sites/default/files/file/h0002997-07-na.pdf
F0001286 | Replacement therm bal. cartridge 140F | 71 | 44.4 | 8016615634860 | IT | 8481809015 | 2021-06-01 | Yes | https://www.caleffi.com/node/54170 |  | https://www.caleffi.com/sites/default/files/styles/product_photo/public/file/f0000580.jpg?itok=Im-Ocoof | //www.youtube.com/embed/8aJrkPClz5U?list=PLuuV0ELkYb5U8jKHfYh6pj-n2rtECK-mU | https://www.caleffi.com/sites/default/files/file/h0001890-05na-1220.pdf
F19346 | 132 Series Replacement Stem | 66 | 35.7 | 8016615338614 | IT | 8481909085 | 2021-06-01 | Yes | https://www.caleffi.com/node/16825 | https://www.caleffi.com/sites/default/files/file/03520_18na.pdf | https://www.caleffi.com/sites/default/files/styles/product_photo/public/file/132558afc.jpg?itok=60JFEqQS | //www.youtube.com/embed/videoseries?list=PLuuV0ELkYb5VxX62oAP_5j89NBh7gGEhs | https://www.caleffi.com/sites/default/files/file/na18070_04.pdf
F19379 | Replacement Pump 110v 281 Series | 109 | 350 | 8016615420340 | IT | 8481909085 | 2021-06-01 | Yes | https://www.caleffi.com/node/15133 |  | https://www.caleffi.com/sites/default/files/styles/product_photo/public/file/281064wyp_0.jpg?itok=z3teiOXb | //www.youtube.com/embed/videoseries?list=PLuuV0ELkYb5UmmIvTLylbEmFDjdVfP20o | https://www.caleffi.com/sites/default/files/file/na10294_03.pdf
F29571 | Dual Temperature Gauge | 108 | 22.9 | 8016615367270 | IT | 8481909085 | 2021-06-01 | Yes | https://www.caleffi.com/node/16641 |  | https://www.caleffi.com/sites/default/files/styles/product_photo/public/file/f295.jpg?itok=PNz107Xu | //www.youtube.com/embed/yfEyGy50P20?list=PLC18D648800C03B89
F29633 | Thermo Cartridge 115 Degree F | 108 | 27.1 | 8016615367478 | IT | 8481909085 | 2021-06-01 | Yes | https://www.caleffi.com/node/16638 |  | https://www.caleffi.com/sites/default/files/styles/product_photo/public/file/f296.jpg?itok=6ze995m3 | //www.youtube.com/embed/yfEyGy50P20?list=PLC18D648800C03B89
F29634 | THERMO CARTRIDGE 130 DEGREE F | 108 | 27.1 | 8016615367485 | IT | 8481909085 | 2021-06-01 | Yes | https://www.caleffi.com/node/16638 |  | https://www.caleffi.com/sites/default/files/styles/product_photo/public/file/f296.jpg?itok=6ze995m3 | //www.youtube.com/embed/yfEyGy50P20?list=PLC18D648800C03B89
F29635 | Thermo Cartridge 140 Degree F | 108 | 27.1 | 8016615367492 | IT | 8481909085 | 2021-06-01 | Yes | https://www.caleffi.com/node/16638 |  | https://www.caleffi.com/sites/default/files/styles/product_photo/public/file/f296.jpg?itok=6ze995m3 | //www.youtube.com/embed/yfEyGy50P20?list=PLC18D648800C03B89
F29636 | THERMO CARTRIDGE 160 DEGREE F | 108 | 27.1 | 8016615367508 | IT | 8481909085 | 2021-06-01 | Yes | https://www.caleffi.com/node/16638 |  | https://www.caleffi.com/sites/default/files/styles/product_photo/public/file/f296.jpg?itok=6ze995m3 | //www.youtube.com/embed/yfEyGy50P20?list=PLC18D648800C03B89
F36073 | Replacement Internal Valve Assy-Radiator | 31 | 6.9 | 8016615316858 | IT | 8481909085 | 2021-06-01 | Yes | https://www.caleffi.com/node/16519 |  | https://www.caleffi.com/sites/default/files/styles/product_photo/public/file/f36073.jpg?itok=4OgHG0FV | //www.youtube.com/embed/w8SwS7DTGQ0?list=PLC18D648800C03B89
F39807 | Float Mechanism & Cap for brass Discal | 27 | 51.2 | 8016615319378 | IT | 8481909085 | 2021-06-01 | Yes | https://www.caleffi.com/node/17472 |  | https://www.caleffi.com/sites/default/files/styles/product_photo/public/file/f39807.jpg?itok=bTsYXoxv
F41186 | 3/4" Brass Union Nut | 97 | 3.2 | 8016615484809 | IT | 74122000 | 2021-06-01 | Yes | https://www.caleffi.com/node/24563 |  | https://www.caleffi.com/sites/default/files/styles/product_photo/public/file/r61008.jpg?itok=RZczgZbQ
F41661A | 5462 DirtCal to 5463 Dirtmag Retro Kit | 24 | 101.5 | 8016615556193 | IT | 8481909085 | 2021-06-01 | Yes | https://www.caleffi.com/node/53083 |  | https://www.caleffi.com/sites/default/files/styles/product_photo/public/file/f41661.jpg?itok=-XG1NPFg
F59650 | Autofill Replacement Cartridge | 88 | 31.2 | 8016615105391 | IT | 8481909085 | 2021-06-01 | Yes | https://www.caleffi.com/node/54233 |  | https://www.caleffi.com/sites/default/files/styles/product_photo/public/file/f59650.jpg?itok=vgyeAtc7
F61008 | 1" Union Nut | 95 | 3.9 | 8016615484786 | IT | 8481909085 | 2021-06-01 | Yes | https://www.caleffi.com/node/18129 |  | https://www.caleffi.com/sites/default/files/styles/product_photo/public/file/r61008.jpg?itok=RZczgZbQ
F67037 | O-Ring for Gauge Adaptor | 51 | 0.7 | 8016615484816 | IT | 8481909085 | 2021-06-01 | Yes | https://www.caleffi.com/node/15141 |  | https://www.caleffi.com/sites/default/files/styles/product_photo/public/file/688005.jpg?itok=eSSV7Qr7
F69293 | Repair Kit all 1/2"+3/4" SWT Z2-Z3 Valve | 39 | 14.9 | 8016615512250 | IT | 8481909085 | 2021-06-01 | Yes | https://www.caleffi.com/node/24453 |  | https://www.caleffi.com/sites/default/files/styles/product_photo/public/file/69293a.jpg?itok=5jQkZKJu | //www.youtube.com/embed/videoseries?list=PLuuV0ELkYb5XNslipfexHDSXgJUm4XLTr | https://www.caleffi.com/sites/default/files/file/na10073_05.pdf
F69294 | Repair Kit 3/4" NPT+ all 1" Z2-Z3 Valves | 39 | 14.9 | 8016615512267 | IT | 8481909085 | 2021-06-01 | Yes | https://www.caleffi.com/node/24453 |  | https://www.caleffi.com/sites/default/files/styles/product_photo/public/file/69293a.jpg?itok=5jQkZKJu | //www.youtube.com/embed/videoseries?list=PLuuV0ELkYb5XNslipfexHDSXgJUm4XLTr | https://www.caleffi.com/sites/default/files/file/na10073_05.pdf
NA10001 | 1/2" SWT Fitting for 3/4" Nut | 97 | 8.5 | 8016615964431 | US | 8481909085 | 2021-06-01 | Yes | https://www.caleffi.com/node/18805 |  | https://www.caleffi.com/sites/default/files/styles/product_photo/public/file/na10001.jpg?itok=FFY8J0I1
NA10002 | 1/2" Sweat Fitting Low Lead | 94 | 7.1 | 8016615304879 | IT | 8481909085 | 2021-06-01 | Yes | https://www.caleffi.com/node/17886 |  | https://www.caleffi.com/sites/default/files/styles/product_photo/public/file/na10003.jpg?itok=cECrWBnz
NA10003 | 3/4" Sweat Fitting Low Lead | 94 | 9.8 | 8016615285482 | US | 8481909085 | 2021-06-01 | Yes | https://www.caleffi.com/node/17886 |  | https://www.caleffi.com/sites/default/files/styles/product_photo/public/file/na10003.jpg?itok=cECrWBnz
NA10005 | 1/2" Sweat Inverted Flare 100pcs/pkg | 37 | 7.2 | 8016615961768 | CA | 8481909085 | 2021-06-01 | Yes | https://www.caleffi.com/node/12651 |  | https://www.caleffi.com/sites/default/files/styles/product_photo/public/file/na10005.jpg?itok=oplbK0iL | //www.youtube.com/embed/Z7VyCyYuCxs?list=PLC18D648800C03B89
NA10006 | 3/4" Sweat Inverted Flare 100pcs/pkg | 37 | 9.1 | 8016615961775 | CA | 8481909085 | 2021-06-01 | Yes | https://www.caleffi.com/node/12651 |  | https://www.caleffi.com/sites/default/files/styles/product_photo/public/file/na10005.jpg?itok=oplbK0iL | //www.youtube.com/embed/Z7VyCyYuCxs?list=PLC18D648800C03B89
NA10007 | 1" Sweat Inverted Flare 100pcs/pkg | 37 | 15.1 | 8016615964462 | CA | 8481909085 | 2021-06-01 | Yes | https://www.caleffi.com/node/12651 |  | https://www.caleffi.com/sites/default/files/styles/product_photo/public/file/na10005.jpg?itok=oplbK0iL | //www.youtube.com/embed/Z7VyCyYuCxs?list=PLC18D648800C03B89
NA10009 | 1" NPT Low Lead Fitting, 523 Valve | 95 | 38.5 | 8016615964479 | US | 8481909085 | 2021-06-01 | Yes | https://www.caleffi.com/node/18811 |  | https://www.caleffi.com/sites/default/files/styles/product_photo/public/file/na10009.jpg?itok=dA-8WoPu
NA10056 | 3/4" Temp. Probe Sweat Fitting Assembly | 55 | 54.8 | 8016615241136 | IT | 8481909085 | 2021-06-01 | Yes | https://www.caleffi.com/node/13739 | https://www.caleffi.com/sites/default/files/file/03587-15na-0121.pdf | https://www.caleffi.com/sites/default/files/styles/product_photo/public/file/na10056.jpg?itok=nforXkfg | //www.youtube.com/embed/J9-1DOZpfk8?list=PLC18D648800C03B89
NA10058 | 1" Temp. Probe Sweat Fitting Assembly | 55 | 60.2 | 8016615306804 | IT | 8481909085 | 2021-06-01 | Yes | https://www.caleffi.com/node/13739 | https://www.caleffi.com/sites/default/files/file/03587-15na-0121.pdf | https://www.caleffi.com/sites/default/files/styles/product_photo/public/file/na10056.jpg?itok=nforXkfg | //www.youtube.com/embed/J9-1DOZpfk8?list=PLC18D648800C03B89
NA10060 | Adapter 1" BSPM to 3/4" NPTF | 98 | 18.5 | 8016615241273 | US | 8481909085 | 2021-06-01 | Yes | https://www.caleffi.com/node/21883 |  | https://www.caleffi.com/sites/default/files/styles/product_photo/public/file/na10060.jpg?itok=LEaK2Kv3
NA10061 | Adapter 1" BSP to 3/4" SWT | 98 | 19.3 | 8016615241280 | US | 8481909085 | 2021-06-01 | Yes | https://www.caleffi.com/node/21886 |  | https://www.caleffi.com/sites/default/files/styles/product_photo/public/file/na10061.jpg?itok=Lbn8N2il
NA10062 | Adapter 1" BSP TO 1" SWT | 98 | 20 | 8016615241297 | IT | 8481909085 | 2021-06-01 | Yes | https://www.caleffi.com/node/24566 |  | https://www.caleffi.com/sites/default/files/styles/product_photo/public/file/na10062.jpg?itok=ek2amm9J
NA10064 | Adapter 1" BSP TO 1" NPT Male | 99 | 20.8 | 8016615243475 | US | 8481909085 | 2021-06-01 | Yes | https://www.caleffi.com/node/18827 |  | https://www.caleffi.com/sites/default/files/styles/product_photo/public/file/na10064.jpg?itok=lrRG4kEA
NA10087 | Bushing 1-1/4"BSP M x 1"BSP F Reducer | 99 | 18.6 | 8016615258172 | DE | 8481909085 | 2021-06-01 | Yes | https://www.caleffi.com/node/24561 |  | https://www.caleffi.com/sites/default/files/styles/product_photo/public/file/na10089.jpg?itok=vYMbST-b
NA10089 | Reducer bushing, 3/4"BSP F X 1" BSP M | 99 | 15.4 | 8016615259223 | DE | 8481909085 | 2021-06-01 | Yes | https://www.caleffi.com/node/21889 |  | https://www.caleffi.com/sites/default/files/styles/product_photo/public/file/na10089.jpg?itok=vYMbST-b
NA10103 | Solar HD w/50% Glycol-5 gal. | 104 | 188 | 8016615262070 | US | 8481909085 | 2021-06-01 | Yes | https://www.caleffi.com/node/14653 |  | https://www.caleffi.com/sites/default/files/styles/product_photo/public/file/na10103.jpg?itok=2CfhPXiq
NA10104 | Brass Disc | 99 | 3.2 | 8016615262087 | US | 8481909085 | 2021-06-01 | Yes | https://www.caleffi.com/node/19124 |  | https://www.caleffi.com/sites/default/files/styles/product_photo/public/file/na10104.jpg?itok=WCDspkpx
NA10164 | Solar Mix Valve Fitting 1/2" SWT w/check | 94 | 22.1 | 8016615307375 | IT | 8481309000 | 2021-06-01 | Yes | https://www.caleffi.com/node/18126 |  | https://www.caleffi.com/sites/default/files/styles/product_photo/public/file/na10165.jpg?itok=hznoilzC
NA10165 | Solar Mix Valve Fitting 3/4" SWT w/check | 94 | 25.8 | 8016615307382 | IT | 8481309000 | 2021-06-01 | Yes | https://www.caleffi.com/node/18126 |  | https://www.caleffi.com/sites/default/files/styles/product_photo/public/file/na10165.jpg?itok=hznoilzC
NA10166 | Solar Mix Valve Fitting 1" SWT w/check | 94 | 42.3 | 8016615307399 | IT | 8481309000 | 2021-06-01 | Yes | https://www.caleffi.com/node/18808 |  | https://www.caleffi.com/sites/default/files/styles/product_photo/public/file/na10166.jpg?itok=4odbpiD0
NA10204 | 1/4" NPT Discharge Connector | 27 | 18.5 | 8016615324341 | US | 8481909085 | 2021-06-01 | Yes | https://www.caleffi.com/node/24677 |  | https://www.caleffi.com/sites/default/files/styles/product_photo/public/file/na10204.jpg?itok=jj7poxC5
NA10246 | 3/4" Geo Pipe to Manifold Fitting Kit | 108 | 34.3 | 8016615351248 | IT | 8481909085 | 2021-06-01 | Yes | https://www.caleffi.com/node/15115 |  | https://www.caleffi.com/sites/default/files/styles/product_photo/public/file/na10246.jpg?itok=ZDUCUv4J | //www.youtube.com/embed/0M9nUt8mZLc?list=PLC18D648800C03B89
NA10247 | 1" Geo Pipe to Manifold Fitting Kit | 108 | 42.5 | 8016615351255 | IT | 8481909085 | 2021-06-01 | Yes | https://www.caleffi.com/node/15115 |  | https://www.caleffi.com/sites/default/files/styles/product_photo/public/file/na10246.jpg?itok=ZDUCUv4J | //www.youtube.com/embed/0M9nUt8mZLc?list=PLC18D648800C03B89
NA10262 | Adapter Kit-3/4" Conic to 1/2" SWT | 33 | 9.5 | 8016615355475 | IT | 8481909085 | 2021-06-01 | Yes | https://www.caleffi.com/node/15248 |  | https://www.caleffi.com/sites/default/files/styles/product_photo/public/file/na10262.jpg?itok=H-fBhDum
NA10273 | Pressure gauge, 0-100 psi, 1/8" | 79 | 12.9 | 8016615374698 | CN | 9026200000 | 2021-06-01 | Yes | https://www.caleffi.com/node/53425 |  | https://www.caleffi.com/sites/default/files/styles/product_photo/public/file/na10273.jpg?itok=llyVYgYv
NA10302 | Hi-Temp 1" Silicone Union Gasket | 94 | 2.1 | 8016615389715 | US | 8481909085 | 2021-06-01 | Yes | https://www.caleffi.com/node/18135 |  | https://www.caleffi.com/sites/default/files/styles/product_photo/public/file/na10302.jpg?itok=hdMnfbPw
NA10313 | Adapter Kit-3/4" Conic to 1/2" NPT | 33 | 10.2 | 8016615404906 | IT | 8481909085 | 2021-06-01 | Yes | https://www.caleffi.com/node/15251 |  | https://www.caleffi.com/sites/default/files/styles/product_photo/public/file/na10313.jpg?itok=3PJNObal
NA10315 | 1-1/4"SWT Temp.Probe Sweat Fitting Assy. | 57 | 121 | 8016615417760 | US | 8481909085 | 2021-06-01 | Yes | https://www.caleffi.com/node/13739 | https://www.caleffi.com/sites/default/files/file/03587-15na-0121.pdf | https://www.caleffi.com/sites/default/files/styles/product_photo/public/file/na10056.jpg?itok=nforXkfg | //www.youtube.com/embed/J9-1DOZpfk8?list=PLC18D648800C03B89
NA10328 | 1/2" Temp. Probe Sweat Fitting Assembly | 55 | 49.9 | 8016615438901 | IT | 8481909085 | 2021-06-01 | Yes | https://www.caleffi.com/node/13739 | https://www.caleffi.com/sites/default/files/file/03587-15na-0121.pdf | https://www.caleffi.com/sites/default/files/styles/product_photo/public/file/na10056.jpg?itok=nforXkfg | //www.youtube.com/embed/J9-1DOZpfk8?list=PLC18D648800C03B89
NA10342 | Fuse Set Z-one Controls (5pcs/pkg) | 40 | 10 | 8016615471861 | CN | 8481909080 | 2021-06-01 | Yes | https://www.caleffi.com/node/16556
NA10343 | 40 VA Transformer Z-one Controls | 40 | 60.2 | 8016615471878 | CA | 8481909085 | 2021-06-01 | Yes | https://www.caleffi.com/node/16552 | https://www.caleffi.com/sites/default/files/file/03619_17na.pdf | https://www.caleffi.com/sites/default/files/styles/product_photo/public/file/zvr-top.jpg?itok=LVAzUVJV | //www.youtube.com/embed/videoseries?list=PLuuV0ELkYb5UsRZs-6EkxuKcCbaoxGsEA | https://www.caleffi.com/sites/default/files/file/na10333_01_wg.pdf
NA10358 | 1" G-Thread Gauge Adapter Assembly | 55 | 31.4 | 8016615497625 | IT | 8481909085 | 2021-06-01 | Yes | https://www.caleffi.com/node/13739 | https://www.caleffi.com/sites/default/files/file/03587-15na-0121.pdf | https://www.caleffi.com/sites/default/files/styles/product_photo/public/file/na10056.jpg?itok=nforXkfg | //www.youtube.com/embed/J9-1DOZpfk8?list=PLC18D648800C03B89
NA10363 | Pressure Gage 0-60 PSI 1/4" NPT | 88 | 13.7 | 8016615504910 | CN | 9026200000 | 2021-06-01 | Yes | https://www.caleffi.com/node/54227 |  | https://www.caleffi.com/sites/default/files/styles/product_photo/public/file/na10273.jpg?itok=llyVYgYv
NA10366 | Check Valve Assy.-5231 1+1-1/4 | 57 | 53.3 | 8016615509434 | US | 8481309000 | 2021-06-01 | Yes | https://www.caleffi.com/node/53401 | https://www.caleffi.com/sites/default/files/file/03587-15na-0121.pdf | https://www.caleffi.com/sites/default/files/styles/product_photo/public/file/na10366.jpg?itok=nsoRFkmT | //www.youtube.com/embed/videoseries?list=PLuuV0ELkYb5U-5XJQ47665Y61S-Y5JAfs
NA10367 | Check Valve Assy.-5231 1-1/2'-2" | 57 | 131 | 8016615512922 | US | 8481309000 | 2021-06-01 | Yes | https://www.caleffi.com/node/53401 | https://www.caleffi.com/sites/default/files/file/03587-15na-0121.pdf | https://www.caleffi.com/sites/default/files/styles/product_photo/public/file/na10366.jpg?itok=nsoRFkmT | //www.youtube.com/embed/videoseries?list=PLuuV0ELkYb5U-5XJQ47665Y61S-Y5JAfs
NA10403 | 1/2" Press Tailpiece for 1" Nut | 94 | 19.2 | 8016615547832 | US | 7412100000 | 2021-06-01 | Yes | https://www.caleffi.com/node/43473 |  | https://www.caleffi.com/sites/default/files/styles/product_photo/public/file/na10419.jpg?itok=J2Y8QXez | //www.youtube.com/embed/videoseries?list=PLuuV0ELkYb5UHfMdYEbzYsnvo19wvK0Nc
NA10404 | 1" Press Tailpiece for 1" Nut | 94 | 29.1 | 8016615547849 | US | 7412100000 | 2021-06-01 | Yes | https://www.caleffi.com/node/43473 |  | https://www.caleffi.com/sites/default/files/styles/product_photo/public/file/na10419.jpg?itok=J2Y8QXez | //www.youtube.com/embed/videoseries?list=PLuuV0ELkYb5UHfMdYEbzYsnvo19wvK0Nc
NA10419 | 3/4" Press Long Tailpiece Assembly | 94 | 32.3 | 8016615550894 | US | 8481909085 | 2021-06-01 | Yes | https://www.caleffi.com/node/43473 |  | https://www.caleffi.com/sites/default/files/styles/product_photo/public/file/na10419.jpg?itok=J2Y8QXez | //www.youtube.com/embed/videoseries?list=PLuuV0ELkYb5UHfMdYEbzYsnvo19wvK0Nc
NA10419C | 3/4" Press Long Tailpiece Assembly | 94 | 37.8 | 8016615578096 | US | 8481909085 | 2021-06-01 | Yes | https://www.caleffi.com/node/43476 |  | https://www.caleffi.com/sites/default/files/styles/product_photo/public/file/na10419c.jpg?itok=6_ctBeHG | //www.youtube.com/embed/videoseries?list=PLuuV0ELkYb5UHfMdYEbzYsnvo19wvK0Nc
NA10425 | Hydroseparator well sensor assembly | 13 | 22.3 | 8016615551877 | IT | 8481909085 | 2021-06-01 | Yes | https://www.caleffi.com/node/17362 |  | https://www.caleffi.com/sites/default/files/styles/product_photo/public/file/694.jpg?itok=cTv-5Cx2
NA10426 | Sensor holder grommet | 13 | 3.8 | 8016615554830 | CA | 8481909085 | 2021-06-01 | Yes | https://www.caleffi.com/node/17362 |  | https://www.caleffi.com/sites/default/files/styles/product_photo/public/file/694.jpg?itok=cTv-5Cx2
NA10461 | Gauge adapter for 1-1/2" and 2" 5231 | 57 | 238 | 8016615569322 | US | 8481909085 | 2021-06-01 | Yes | https://www.caleffi.com/node/13739 | https://www.caleffi.com/sites/default/files/file/03587-15na-0121.pdf | https://www.caleffi.com/sites/default/files/styles/product_photo/public/file/na10056.jpg?itok=nforXkfg | //www.youtube.com/embed/J9-1DOZpfk8?list=PLC18D648800C03B89
NA10467 | 3/4" NPT inline check valve | 71 | 44.4 | 8016615576542 | US | 8481909085 | 2021-06-01 | Yes | https://www.caleffi.com/node/54155 |  | https://www.caleffi.com/sites/default/files/styles/product_photo/public/file/na10469.jpg?itok=rCAs-Nh7 |  | https://www.caleffi.com/sites/default/files/file/h0001890-05na-1220.pdf
NA10469 | 1/2" NPT inline check valve | 71 | 38.1 | 8016615576535 | US | 8481909085 | 2021-06-01 | Yes | https://www.caleffi.com/node/54155 |  | https://www.caleffi.com/sites/default/files/styles/product_photo/public/file/na10469.jpg?itok=rCAs-Nh7 |  | https://www.caleffi.com/sites/default/files/file/h0001890-05na-1220.pdf
NA10476 | Gauge adapter for 1" and 1-1/4" 5231 | 57 | 138 | 8016615576009 | US | 8481909085 | 2021-06-01 | Yes | https://www.caleffi.com/node/13739 | https://www.caleffi.com/sites/default/files/file/03587-15na-0121.pdf | https://www.caleffi.com/sites/default/files/styles/product_photo/public/file/na10056.jpg?itok=nforXkfg | //www.youtube.com/embed/J9-1DOZpfk8?list=PLC18D648800C03B89
NA10498 | Low Lead Gauge Adapter tin plate | 51 | 3.4 | 8016615588767 | IT | 8481909085 | 2021-06-01 | Yes | https://www.caleffi.com/node/13739 | https://www.caleffi.com/sites/default/files/file/03587-15na-0121.pdf | https://www.caleffi.com/sites/default/files/styles/product_photo/public/file/na10056.jpg?itok=nforXkfg | //www.youtube.com/embed/J9-1DOZpfk8?list=PLC18D648800C03B89
NA10512 | Ball valve stems extension kit | 59 | 106 | 8016615585070 | IT | 8481909085 | 2021-06-01 | Yes | https://www.caleffi.com/node/52387 |  | https://www.caleffi.com/sites/default/files/styles/product_photo/public/file/na52367hl.jpg?itok=NqbLjC_- | //www.youtube.com/embed/videoseries?list=PLuuV0ELkYb5XjX0T44t1e_K1634-vmdHv | https://www.caleffi.com/sites/default/files/file/na10477_02.pdf
NA10615 | Replacement Legiomix valve 1", 1-1/4" | 61 | 459 | 8016615609974 | IT | 8481809015 | 2021-06-01 | Yes | https://www.caleffi.com/node/61071 | https://www.caleffi.com/sites/default/files/file/03532-20na-1.pdf | https://www.caleffi.com/sites/default/files/styles/product_photo/public/file/na10615.jpg?itok=kilY89L7 | //www.youtube.com/embed/videoseries?list=PLuuV0ELkYb5VxIwTECrY_HU2go1h33_Oc | https://www.caleffi.com/sites/default/files/file/h0002997-07-na.pdf
NA10616 | Replacement Legiomix valve 1-1/2", 2" | 61 | 673 | 8016615609981 | IT | 8481809015 | 2021-06-01 | Yes | https://www.caleffi.com/node/61071 | https://www.caleffi.com/sites/default/files/file/03532-20na-1.pdf | https://www.caleffi.com/sites/default/files/styles/product_photo/public/file/na10615.jpg?itok=kilY89L7 | //www.youtube.com/embed/videoseries?list=PLuuV0ELkYb5VxIwTECrY_HU2go1h33_Oc | https://www.caleffi.com/sites/default/files/file/h0002997-07-na.pdf
NA10741 | 5-pack plug/nut fittings | 58 | 15.8 | 8016615643688 | CA | 8481909085 | 2021-06-01 | Yes | https://www.caleffi.com/node/64401 | https://www.caleffi.com/sites/default/files/file/03641-20na-4-1120.pdf | https://www.caleffi.com/sites/default/files/styles/product_photo/public/file/na10741.jpg?itok=am9Habks | //www.youtube.com/embed/videoseries?list=PLuuV0ELkYb5Wzu04hbtHkuBiz1ugZV2Cd | https://www.caleffi.com/sites/default/files/file/h0007288-03-1120.pdf
NA10786 | 1" press long, fits 1" slip nut F0000698 | 95 | 49.1 | 8016615658965 | IT | 8481909085 | 2021-06-01 | Yes | https://www.caleffi.com/node/43473 |  | https://www.caleffi.com/sites/default/files/styles/product_photo/public/file/na10419.jpg?itok=J2Y8QXez | //www.youtube.com/embed/videoseries?list=PLuuV0ELkYb5UHfMdYEbzYsnvo19wvK0Nc
NA11304 | PRV Spool, 535H (1/2") Series | 79 | 14 | 8016615554779 | US | 8481909085 | 2021-06-01 | Yes | https://www.caleffi.com/node/53770 |  | https://www.caleffi.com/sites/default/files/styles/product_photo/public/file/na11304.jpg?itok=2Szlz6th
NA11305 | PRV Spool, 535H (3/4") Series | 79 | 15.4 | 8016615554786 | US | 8481909085 | 2021-06-01 | Yes | https://www.caleffi.com/node/53770 |  | https://www.caleffi.com/sites/default/files/styles/product_photo/public/file/na11304.jpg?itok=2Szlz6th
NA11306 | PRV Spool, 535H (1") Series | 79 | 16.5 | 8016615554793 | US | 8481909085 | 2021-06-01 | Yes | https://www.caleffi.com/node/53770 |  | https://www.caleffi.com/sites/default/files/styles/product_photo/public/file/na11304.jpg?itok=2Szlz6th
NA11307 | PRV Spool, 535H (1-1/4") Series | 79 | 17.7 | 8016615554809 | US | 8481909085 | 2021-06-01 | Yes | https://www.caleffi.com/node/53770 |  | https://www.caleffi.com/sites/default/files/styles/product_photo/public/file/na11304.jpg?itok=2Szlz6th
NA11308 | PRV Spool, 535H (1-1/2") Series | 79 | 19.3 | 8016615579109 | US | 8481909085 | 2021-06-01 | Yes | https://www.caleffi.com/node/53770 |  | https://www.caleffi.com/sites/default/files/styles/product_photo/public/file/na11304.jpg?itok=2Szlz6th
NA11309 | PRV Spool, 535H (2") Series | 79 | 55.7 | 8016615579116 | US | 8481909085 | 2021-06-01 | Yes | https://www.caleffi.com/node/53770 |  | https://www.caleffi.com/sites/default/files/styles/product_photo/public/file/na11304.jpg?itok=2Szlz6th
NA11338 | Replacement hose 3/4" ID | 87 | 54.6 | 8016615559286 | US | 8481909085 | 2021-06-01 | Yes | https://www.caleffi.com/node/14686 |  | https://www.caleffi.com/sites/default/files/styles/product_photo/public/file/na25510-16.jpg?itok=xk-H7w0s | //www.youtube.com/embed/videoseries?list=PLuuV0ELkYb5U2JIw4r2wBF_ODXyOGL-oO | https://www.caleffi.com/sites/default/files/file/na10457.pdf
NA12169 | Wilo Star S 30U-25 Pump | 104 | 366 | 8016615252965 | FR | 8413702090 | 2021-06-01 | Yes | https://www.caleffi.com/node/14599 |  | https://www.caleffi.com/sites/default/files/styles/product_photo/public/file/na12169.jpg?itok=35cM0lLt
NA12171 | Grundfos Pump UP15-100 | 105 | 285 | 8016615351217 | US | 8481909085 | 2021-06-01 | Yes | https://www.caleffi.com/node/14598 |  | https://www.caleffi.com/sites/default/files/styles/product_photo/public/file/na12171.jpg?itok=wTyGis0M
NA12172 | 3/4" NPT Double Nipple | 98 | 18.5 | 8016615270211 | DE | 8481909085 | 2021-06-01 | Yes | https://www.caleffi.com/node/24555 |  | https://www.caleffi.com/sites/default/files/styles/product_photo/public/file/na12122.jpg?itok=-BZ6ulTe
NA12173 | 1" NPT Double Nipple | 98 | 23 | 8016615270228 | DE | 8481909085 | 2021-06-01 | Yes | https://www.caleffi.com/node/24557 |  | https://www.caleffi.com/sites/default/files/styles/product_photo/public/file/na12122.jpg?itok=-BZ6ulTe
NA12249 | 1/2" SWT Union to 1"M Thread(2)Kit | 75 | 25.1 | 8016615311259 | IT | 8481909085 | 2021-06-01 | Yes | https://www.caleffi.com/node/17698 |  | https://www.caleffi.com/sites/default/files/styles/product_photo/public/file/na12249.jpg?itok=gXcDcjqC
NA12259 | 3/4" SWT Union to 1"M Thread(2)Kit | 75 | 30 | 8016615311273 | IT | 8481909085 | 2021-06-01 | Yes | https://www.caleffi.com/node/17701 |  | https://www.caleffi.com/sites/default/files/styles/product_photo/public/file/na12259_0.jpg?itok=BJjQbUH4
NA12269 | 1" SWT Union to 1"M Thread(2)Kit | 75 | 52.5 | 8016615311297 | IT | 8481909085 | 2021-06-01 | Yes | https://www.caleffi.com/node/17704 |  | https://www.caleffi.com/sites/default/files/styles/product_photo/public/file/na12269_0.jpg?itok=SdDTyDte
NA16264 | 1/2" press for 1" union nut | 94 | 14.8 | 8016615551624 | US | 8481909085 | 2021-06-01 | Yes | https://www.caleffi.com/node/17883 | https://www.caleffi.com/sites/default/files/file/03511_16_na.pdf | https://www.caleffi.com/sites/default/files/styles/product_photo/public/file/na16265.jpg?itok=G37BAfuj | //www.youtube.com/embed/videoseries?list=PLuuV0ELkYb5UHfMdYEbzYsnvo19wvK0Nc | https://www.caleffi.com/sites/default/files/file/na10347_03.pdf
NA16265 | 3/4" Press Tailpiece with nut | 94 | 16.3 | 8016615469486 | US | 7412100000 | 2021-06-01 | Yes | https://www.caleffi.com/node/17883 | https://www.caleffi.com/sites/default/files/file/03511_16_na.pdf | https://www.caleffi.com/sites/default/files/styles/product_photo/public/file/na16265.jpg?itok=G37BAfuj | //www.youtube.com/embed/videoseries?list=PLuuV0ELkYb5UHfMdYEbzYsnvo19wvK0Nc | https://www.caleffi.com/sites/default/files/file/na10347_03.pdf
NA16265L | 3/4" Press adapter kit with 1" union nut | 94 | 37.3 | 8016615550573 | US | 8481909085 | 2021-06-01 | Yes | https://www.caleffi.com/node/40173 | https://www.caleffi.com/sites/default/files/file/03511_16_na.pdf | https://www.caleffi.com/sites/default/files/styles/product_photo/public/file/na16265l.jpg?itok=HNfVvk6q | //www.youtube.com/embed/videoseries?list=PLuuV0ELkYb5UHfMdYEbzYsnvo19wvK0Nc | https://www.caleffi.com/sites/default/files/file/na10347_03.pdf
NA16265LC | 3/4" Press adptrt w/1" union nut, check | 94 | 47.3 | 8016615547818 | IT | 8481909085 | 2021-06-01 | Yes | https://www.caleffi.com/node/40173 | https://www.caleffi.com/sites/default/files/file/03511_16_na.pdf | https://www.caleffi.com/sites/default/files/styles/product_photo/public/file/na16265l.jpg?itok=HNfVvk6q | //www.youtube.com/embed/videoseries?list=PLuuV0ELkYb5UHfMdYEbzYsnvo19wvK0Nc | https://www.caleffi.com/sites/default/files/file/na10347_03.pdf
NA16266 | 1" Press tailpiece w/1" union nut | 94 | 29 | 8016615551631 | US | 8481909085 | 2021-06-01 | Yes | https://www.caleffi.com/node/17883 | https://www.caleffi.com/sites/default/files/file/03511_16_na.pdf | https://www.caleffi.com/sites/default/files/styles/product_photo/public/file/na16265.jpg?itok=G37BAfuj | //www.youtube.com/embed/videoseries?list=PLuuV0ELkYb5UHfMdYEbzYsnvo19wvK0Nc | https://www.caleffi.com/sites/default/files/file/na10347_03.pdf
NA223529 | Flow Meter 8 gpm/30 lpm, 3/4" SWT | 75 | 105 | 8016615962758 | DE | 84818079 | 2021-06-01 | Yes | https://www.caleffi.com/node/45787 |  | https://www.caleffi.com/sites/default/files/styles/product_photo/public/file/na223529.jpg?itok=IZsaV9YQ
NA25510 | Filling and Flush Station Cart Assembly | 87 | 2688 | 8016615359268 | US | 8481809015 | 2021-06-01 | Yes | https://www.caleffi.com/node/14686 |  | https://www.caleffi.com/sites/default/files/styles/product_photo/public/file/na25510-16.jpg?itok=xk-H7w0s | //www.youtube.com/embed/videoseries?list=PLuuV0ELkYb5U2JIw4r2wBF_ODXyOGL-oO | https://www.caleffi.com/sites/default/files/file/na10457.pdf
NA26711 | Solar Station DC Pump | 105 | 492 | 8016615265897 | HU | 8481909085 | 2021-06-01 | Yes | https://www.caleffi.com/node/14603 |  | https://www.caleffi.com/sites/default/files/styles/product_photo/public/file/na26711.jpg?itok=CHdQn42s
NA29284 | 1/2" NPT M x 1/2" NPT F Solar Ball Valve | 106 | 43.4 | 8016615230888 | IT | 8481801085 | 2021-06-01 | Yes | https://www.caleffi.com/node/14839 |  | https://www.caleffi.com/sites/default/files/styles/product_photo/public/file/R29184.jpg?itok=xnl1zSAe |  | https://www.caleffi.com/sites/default/files/file/28091_na_03.pdf
NA39588 | Ball Valve 1-1/4" Female-Female | 13 | 62.1 | 8016615228519 | IT | 8481801085 | 2021-06-01 | Yes | https://www.caleffi.com/node/17360 |  | https://www.caleffi.com/sites/default/files/styles/product_photo/public/file/na59600.jpg?itok=Mnaq_1YT
NA39589 | Ball Valve 3/4" Female-Female | 13 | 27.1 | 8016615228526 | IT | 8481801085 | 2021-06-01 | Yes | https://www.caleffi.com/node/17358 |  | https://www.caleffi.com/sites/default/files/styles/product_photo/public/file/na39589.jpg?itok=RiFYTvg8
NA39753 | 1" Female Ball Valve | 13 | 36.9 | 8016615314106 | IT | 8481801085 | 2021-06-01 | Yes | https://www.caleffi.com/node/17360 |  | https://www.caleffi.com/sites/default/files/styles/product_photo/public/file/na59600.jpg?itok=Mnaq_1YT
NA502640A | PLUMBVENT 1/2" NPT Low Lead Air Vent with Hygroscopic Cap | 81 | 42.2 | 8016615594898 | IT | 8481809015 | 2021-06-01 | Yes | https://www.caleffi.com/node/60079 |  | https://www.caleffi.com/sites/default/files/styles/product_photo/public/file/na502640a.jpg?itok=OoOXyZ-_ | //www.youtube.com/embed/videoseries?list=PLuuV0ELkYb5VmCJsu263QUYkSdeyqB0AY | https://www.caleffi.com/sites/default/files/file/h0004951.pdf
NA502740A | ROBOCAL™ Automatic air vent 1/2" With check & hygroscopic cap | 17 | 24.8 | 8016615594881 | IT | 8481809015 | 2021-06-01 | Yes | https://www.caleffi.com/node/60201 |  | https://www.caleffi.com/sites/default/files/styles/product_photo/public/file/na5027.jpg?itok=Bk-iWhqC |  | https://www.caleffi.com/sites/default/files/file/na10613-01.pdf
NA503040 | Temperature\Pressure Gage 1/4" Thread | 100 | 32 | 8016615197006 | CN | 9026200000 | 2021-06-01 | Yes | https://www.caleffi.com/node/15150 |  | https://www.caleffi.com/sites/default/files/styles/product_photo/public/file/na503040.jpg?itok=WMYZvqbF
NA51059 | Inline Flow Check 3/4" SWT | 101 | 50.4 | 8016615338584 | US | 8481909085 | 2021-06-01 | Yes | https://www.caleffi.com/node/15147 |  | https://www.caleffi.com/sites/default/files/styles/product_photo/public/file/na51059.jpg?itok=JgC5E6jK
NA51069 | Inline Flow Check 1" SWT | 101 | 64.4 | 8016615338591 | US | 8481909085 | 2021-06-01 | Yes | https://www.caleffi.com/node/15147 |  | https://www.caleffi.com/sites/default/files/styles/product_photo/public/file/na51059.jpg?itok=JgC5E6jK
NA51200 | Serviceable low lead check 1"G w/o fittings | 101 | 47.1 | 8016615620221 | US | 8481909085 | 2021-06-01 | Yes | https://www.caleffi.com/node/17854 |  | https://www.caleffi.com/sites/default/files/styles/product_photo/public/file/na51.jpg?itok=Cx0RyJN2 |  | https://www.caleffi.com/sites/default/files/file/na10702.pdf
NA51240 | Serviceable low lead check ½" MNPT | 101 | 79.3 | 8016615620238 | US | 8481909085 | 2021-06-01 | Yes | https://www.caleffi.com/node/17854 |  | https://www.caleffi.com/sites/default/files/styles/product_photo/public/file/na51.jpg?itok=Cx0RyJN2 |  | https://www.caleffi.com/sites/default/files/file/na10702.pdf
NA51243 | Serviceable low lead check ½" FNPT | 101 | 90 | 8016615620245 | US | 8481909085 | 2021-06-01 | Yes | https://www.caleffi.com/node/17854 |  | https://www.caleffi.com/sites/default/files/styles/product_photo/public/file/na51.jpg?itok=Cx0RyJN2 |  | https://www.caleffi.com/sites/default/files/file/na10702.pdf
NA51246 | Serviceable low lead check ½" press | 101 | 96.4 | 8016615620252 | US | 8481909085 | 2021-06-01 | Yes | https://www.caleffi.com/node/17854 |  | https://www.caleffi.com/sites/default/files/styles/product_photo/public/file/na51.jpg?itok=Cx0RyJN2 |  | https://www.caleffi.com/sites/default/files/file/na10702.pdf
NA51247 | Serviceable low lead check ½" PEX crimp | 101 | 72.9 | 8016615620269 | US | 8481909085 | 2021-06-01 | Yes | https://www.caleffi.com/node/17854 |  | https://www.caleffi.com/sites/default/files/styles/product_photo/public/file/na51.jpg?itok=Cx0RyJN2 |  | https://www.caleffi.com/sites/default/files/file/na10702.pdf
NA51248 | Serviceable low lead check ½" PEX expansion | 101 | 72.9 | 8016615620276 | US | 8481909085 | 2021-06-01 | Yes | https://www.caleffi.com/node/17854 |  | https://www.caleffi.com/sites/default/files/styles/product_photo/public/file/na51.jpg?itok=Cx0RyJN2 |  | https://www.caleffi.com/sites/default/files/file/na10702.pdf
NA51249 | Serviceable low lead check ½" sweat | 101 | 66.4 | 8016615620283 | US | 8481909085 | 2021-06-01 | Yes | https://www.caleffi.com/node/17854 |  | https://www.caleffi.com/sites/default/files/styles/product_photo/public/file/na51.jpg?itok=Cx0RyJN2 |  | https://www.caleffi.com/sites/default/files/file/na10702.pdf
NA51250 | Serviceable low lead check ¾" MNPT | 101 | 83.6 | 8016615620290 | US | 8481909085 | 2021-06-01 | Yes | https://www.caleffi.com/node/17854 |  | https://www.caleffi.com/sites/default/files/styles/product_photo/public/file/na51.jpg?itok=Cx0RyJN2 |  | https://www.caleffi.com/sites/default/files/file/na10702.pdf
NA51253 | Serviceable low lead check ¾" FNPT | 101 | 96.4 | 8016615620306 | US | 8481909085 | 2021-06-01 | Yes | https://www.caleffi.com/node/17854 |  | https://www.caleffi.com/sites/default/files/styles/product_photo/public/file/na51.jpg?itok=Cx0RyJN2 |  | https://www.caleffi.com/sites/default/files/file/na10702.pdf
NA51256 | Serviceable low lead check ¾" press | 101 | 102.8 | 8016615620313 | US | 8481909085 | 2021-06-01 | Yes | https://www.caleffi.com/node/17854 |  | https://www.caleffi.com/sites/default/files/styles/product_photo/public/file/na51.jpg?itok=Cx0RyJN2 |  | https://www.caleffi.com/sites/default/files/file/na10702.pdf
NA51257 | Serviceable low lead check ¾" PEX crimp | 101 | 79.3 | 8016615620320 | US | 8481909085 | 2021-06-01 | Yes | https://www.caleffi.com/node/17854 |  | https://www.caleffi.com/sites/default/files/styles/product_photo/public/file/na51.jpg?itok=Cx0RyJN2 |  | https://www.caleffi.com/sites/default/files/file/na10702.pdf
NA51258 | Serviceable low lead check ¾" PEX expansion | 101 | 79.3 | 8016615620337 | US | 8481909085 | 2021-06-01 | Yes | https://www.caleffi.com/node/17854 |  | https://www.caleffi.com/sites/default/files/styles/product_photo/public/file/na51.jpg?itok=Cx0RyJN2 |  | https://www.caleffi.com/sites/default/files/file/na10702.pdf
NA51259 | Serviceable low lead check ¾" sweat | 101 | 72.9 | 8016615620344 | US | 8481909085 | 2021-06-01 | Yes | https://www.caleffi.com/node/17854 |  | https://www.caleffi.com/sites/default/files/styles/product_photo/public/file/na51.jpg?itok=Cx0RyJN2 |  | https://www.caleffi.com/sites/default/files/file/na10702.pdf
NA51300 | Serviceable low lead check 1.5"G w/o fittings | 101 | 60 | 8016615620351 | US | 8481909085 | 2021-06-01 | Yes | https://www.caleffi.com/node/17854 |  | https://www.caleffi.com/sites/default/files/styles/product_photo/public/file/na51.jpg?itok=Cx0RyJN2 |  | https://www.caleffi.com/sites/default/files/file/na10702.pdf
NA51360 | Serviceable low lead check 1" MNPT | 101 | 109 | 8016615620368 | US | 8481909085 | 2021-06-01 | Yes | https://www.caleffi.com/node/17854 |  | https://www.caleffi.com/sites/default/files/styles/product_photo/public/file/na51.jpg?itok=Cx0RyJN2 |  | https://www.caleffi.com/sites/default/files/file/na10702.pdf
NA51361 | 1" NPT inline check valve | 71 | 110 | 8016615657715 | US | 8481909085 | 2021-06-01 | Yes | https://www.caleffi.com/node/54155 |  | https://www.caleffi.com/sites/default/files/styles/product_photo/public/file/na10469.jpg?itok=rCAs-Nh7
NA51363 | Serviceable low lead check 1" FNPT | 101 | 116 | 8016615620382 | US | 8481909085 | 2021-06-01 | Yes | https://www.caleffi.com/node/17854 |  | https://www.caleffi.com/sites/default/files/styles/product_photo/public/file/na51.jpg?itok=Cx0RyJN2 |  | https://www.caleffi.com/sites/default/files/file/na10702.pdf
NA51366 | Serviceable low lead check 1" press | 101 | 150 | 8016615620399 | US | 8481909085 | 2021-06-01 | Yes | https://www.caleffi.com/node/17854 |  | https://www.caleffi.com/sites/default/files/styles/product_photo/public/file/na51.jpg?itok=Cx0RyJN2 |  | https://www.caleffi.com/sites/default/files/file/na10702.pdf
NA51369 | Serviceable low lead check 1" sweat | 101 | 102.8 | 8016615620405 | US | 8481909085 | 2021-06-01 | Yes | https://www.caleffi.com/node/17854 |  | https://www.caleffi.com/sites/default/files/styles/product_photo/public/file/na51.jpg?itok=Cx0RyJN2 |  | https://www.caleffi.com/sites/default/files/file/na10702.pdf
NA51370 | Serviceable low lead check 1¼" MNPT | 101 | 120 | 8016615620412 | US | 8481909085 | 2021-06-01 | Yes | https://www.caleffi.com/node/17854 |  | https://www.caleffi.com/sites/default/files/styles/product_photo/public/file/na51.jpg?itok=Cx0RyJN2 |  | https://www.caleffi.com/sites/default/files/file/na10702.pdf
NA51371 | 1-1/4" NPT inline check valve | 71 | 121 | 8016615657739 | US | 8481909085 | 2021-06-01 | Yes | https://www.caleffi.com/node/54155 |  | https://www.caleffi.com/sites/default/files/styles/product_photo/public/file/na10469.jpg?itok=rCAs-Nh7
NA51373 | Serviceable low lead check 1-1/4" FNPT | 101 | 126 | 8016615620429 | US | 8481909085 | 2021-06-01 | Yes | https://www.caleffi.com/node/17854 |  | https://www.caleffi.com/sites/default/files/styles/product_photo/public/file/na51.jpg?itok=Cx0RyJN2 |  | https://www.caleffi.com/sites/default/files/file/na10702.pdf
NA51376 | Serviceable low lead check 1-1/4" press | 101 | 175 | 8016615620436 | US | 8481909085 | 2021-06-01 | Yes | https://www.caleffi.com/node/17854 |  | https://www.caleffi.com/sites/default/files/styles/product_photo/public/file/na51.jpg?itok=Cx0RyJN2 |  | https://www.caleffi.com/sites/default/files/file/na10702.pdf
NA51379 | Serviceable low lead check 1¼" sweat | 101 | 116 | 8016615620443 | US | 8481909085 | 2021-06-01 | Yes | https://www.caleffi.com/node/17854 |  | https://www.caleffi.com/sites/default/files/styles/product_photo/public/file/na51.jpg?itok=Cx0RyJN2 |  | https://www.caleffi.com/sites/default/files/file/na10702.pdf
NA51400 | Serviceable low lead check 2.5"G w/o fittings | 101 | 156 | 8016615620450 | US | 8481909085 | 2021-06-01 | Yes | https://www.caleffi.com/node/17854 |  | https://www.caleffi.com/sites/default/files/styles/product_photo/public/file/na51.jpg?itok=Cx0RyJN2 |  | https://www.caleffi.com/sites/default/files/file/na10702.pdf
NA51480 | Serviceable low lead check 1½" MNPT | 101 | 307 | 8016615620467 | US | 8481909085 | 2021-06-01 | Yes | https://www.caleffi.com/node/17854 |  | https://www.caleffi.com/sites/default/files/styles/product_photo/public/file/na51.jpg?itok=Cx0RyJN2 |  | https://www.caleffi.com/sites/default/files/file/na10702.pdf
NA51486 | Serviceable low lead check 1½" press | 101 | 379 | 8016615620474 | US | 8481909085 | 2021-06-01 | Yes | https://www.caleffi.com/node/17854 |  | https://www.caleffi.com/sites/default/files/styles/product_photo/public/file/na51.jpg?itok=Cx0RyJN2 |  | https://www.caleffi.com/sites/default/files/file/na10702.pdf
NA51489 | Serviceable low lead check 1½" sweat | 101 | 289 | 8016615620481 | US | 8481909085 | 2021-06-01 | Yes | https://www.caleffi.com/node/17854 |  | https://www.caleffi.com/sites/default/files/styles/product_photo/public/file/na51.jpg?itok=Cx0RyJN2 |  | https://www.caleffi.com/sites/default/files/file/na10702.pdf
NA51490 | Serviceable low lead check 2" MNPT | 101 | 326 | 8016615620498 | US | 8481909085 | 2021-06-01 | Yes | https://www.caleffi.com/node/17854 |  | https://www.caleffi.com/sites/default/files/styles/product_photo/public/file/na51.jpg?itok=Cx0RyJN2 |  | https://www.caleffi.com/sites/default/files/file/na10702.pdf
NA51493 | Serviceable low lead check 2" FNPT | 101 | 338 | 8016615620504 | US | 8481909085 | 2021-06-01 | Yes | https://www.caleffi.com/node/17854 |  | https://www.caleffi.com/sites/default/files/styles/product_photo/public/file/na51.jpg?itok=Cx0RyJN2 |  | https://www.caleffi.com/sites/default/files/file/na10702.pdf
NA51496 | Serviceable low lead check 2" press | 101 | 416 | 8016615620511 | US | 8481909085 | 2021-06-01 | Yes | https://www.caleffi.com/node/17854 |  | https://www.caleffi.com/sites/default/files/styles/product_photo/public/file/na51.jpg?itok=Cx0RyJN2 |  | https://www.caleffi.com/sites/default/files/file/na10702.pdf
NA51499 | Serviceable low lead check 2" sweat | 101 | 307 | 8016615620528 | US | 8481909085 | 2021-06-01 | Yes | https://www.caleffi.com/node/17854 |  | https://www.caleffi.com/sites/default/files/styles/product_photo/public/file/na51.jpg?itok=Cx0RyJN2 |  | https://www.caleffi.com/sites/default/files/file/na10702.pdf
NA52367HL | High-low mixing valve assembly, 1" inlets, 1-1/4" outlet | 59 | Obsolete | 8016615576900 | IT | 8481809015 | 2021-06-01 | Yes | https://www.caleffi.com/node/52387 |  | https://www.caleffi.com/sites/default/files/styles/product_photo/public/file/na52367hl.jpg?itok=NqbLjC_- | //www.youtube.com/embed/videoseries?list=PLuuV0ELkYb5XjX0T44t1e_K1634-vmdHv | https://www.caleffi.com/sites/default/files/file/na10477_02.pdf
NA545305 | DIRTMAG® Composite Dirt Separator w/ Magnet 3/4" Union NPT | 25 | 180 | 8016615405996 | IT | 8421290065 | 2021-06-01 | Yes | https://www.caleffi.com/node/12361 | https://www.caleffi.com/sites/default/files/file/03505-15na.pdf | https://www.caleffi.com/sites/default/files/styles/product_photo/public/file/na545305.jpg?itok=-5vTtBvs | //www.youtube.com/embed/videoseries?list=PLuuV0ELkYb5WsW1KexVpvUzpgDEV15DBj | https://www.caleffi.com/sites/default/files/file/na10322_04.pdf
NA545306 | DIRTMAG® Composite Dirt Separator w/ Magnet 1" Union NPT | 25 | 208 | 8016615406009 | IT | 8421290065 | 2021-06-01 | Yes | https://www.caleffi.com/node/12361 | https://www.caleffi.com/sites/default/files/file/03505-15na.pdf | https://www.caleffi.com/sites/default/files/styles/product_photo/public/file/na545305.jpg?itok=-5vTtBvs | //www.youtube.com/embed/videoseries?list=PLuuV0ELkYb5WsW1KexVpvUzpgDEV15DBj | https://www.caleffi.com/sites/default/files/file/na10322_04.pdf
NA545355 | DIRTMAG® Composite Dirt Separator w/ Magnet 3/4" Union NPT w/ Isolation Valves | 25 | 216 | 8016615531787 | IT | 8421290065 | 2021-06-01 | Yes | https://www.caleffi.com/node/26599 | https://www.caleffi.com/sites/default/files/file/03505-15na.pdf | https://www.caleffi.com/sites/default/files/styles/product_photo/public/file/na545355.jpg?itok=HUn3tNds | //www.youtube.com/embed/videoseries?list=PLuuV0ELkYb5WsW1KexVpvUzpgDEV15DBj | https://www.caleffi.com/sites/default/files/file/na10322_04.pdf
NA545356 | DIRTMAG® Composite Dirt Separator w/ Magnet 1"" Union NPT w/ Isolation Valves | 25 | 252 | 8016615531794 | IT | 8421290065 | 2021-06-01 | Yes | https://www.caleffi.com/node/26599 | https://www.caleffi.com/sites/default/files/file/03505-15na.pdf | https://www.caleffi.com/sites/default/files/styles/product_photo/public/file/na545355.jpg?itok=HUn3tNds | //www.youtube.com/embed/videoseries?list=PLuuV0ELkYb5WsW1KexVpvUzpgDEV15DBj | https://www.caleffi.com/sites/default/files/file/na10322_04.pdf
NA545365 | DIRTMAG® Composite Dirt Separator w/ Magnet 3/4" Union Press | 25 | 195 | 8016615471199 | IT | 8421290065 | 2021-06-01 | Yes | https://www.caleffi.com/node/12361 | https://www.caleffi.com/sites/default/files/file/03505-15na.pdf | https://www.caleffi.com/sites/default/files/styles/product_photo/public/file/na545305.jpg?itok=-5vTtBvs | //www.youtube.com/embed/videoseries?list=PLuuV0ELkYb5WsW1KexVpvUzpgDEV15DBj | https://www.caleffi.com/sites/default/files/file/na10322_04.pdf
NA545366 | DIRTMAG® Composite Dirt Separator w/ Magnet 3/4" Union NPT | 25 | 234 | 8016615551303 | IT | 8421290065 | 2021-06-01 | Yes | https://www.caleffi.com/node/12361 | https://www.caleffi.com/sites/default/files/file/03505-15na.pdf | https://www.caleffi.com/sites/default/files/styles/product_photo/public/file/na545305.jpg?itok=-5vTtBvs | //www.youtube.com/embed/videoseries?list=PLuuV0ELkYb5WsW1KexVpvUzpgDEV15DBj | https://www.caleffi.com/sites/default/files/file/na10322_04.pdf
NA545376 | DIRTMAG® Composite Dirt Separator w/ Magnet 1"" Union Press w. Isolation Valves | 25 | 344 | 8016615569988 | IT | 8421290065 | 2021-06-01 | Yes | https://www.caleffi.com/node/12361 | https://www.caleffi.com/sites/default/files/file/03505-15na.pdf | https://www.caleffi.com/sites/default/files/styles/product_photo/public/file/na545305.jpg?itok=-5vTtBvs | //www.youtube.com/embed/videoseries?list=PLuuV0ELkYb5WsW1KexVpvUzpgDEV15DBj
NA545395 | DIRTMAG® Composite Dirt Separator w/ Magnet 3/4" Union Sweat | 25 | 179 | 8016615406016 | IT | 8421290065 | 2021-06-01 | Yes | https://www.caleffi.com/node/12361 | https://www.caleffi.com/sites/default/files/file/03505-15na.pdf | https://www.caleffi.com/sites/default/files/styles/product_photo/public/file/na545305.jpg?itok=-5vTtBvs | //www.youtube.com/embed/videoseries?list=PLuuV0ELkYb5WsW1KexVpvUzpgDEV15DBj | https://www.caleffi.com/sites/default/files/file/na10322_04.pdf
NA545396 | DIRTMAG® Composite Dirt Separator w/ Magnet 1" Union Sweat | 25 | 198 | 8016615406023 | IT | 8421290065 | 2021-06-01 | Yes | https://www.caleffi.com/node/12361 | https://www.caleffi.com/sites/default/files/file/03505-15na.pdf | https://www.caleffi.com/sites/default/files/styles/product_photo/public/file/na545305.jpg?itok=-5vTtBvs | //www.youtube.com/embed/videoseries?list=PLuuV0ELkYb5WsW1KexVpvUzpgDEV15DBj | https://www.caleffi.com/sites/default/files/file/na10322_04.pdf
NA546050T | DISCALDIRT® Air & Dirt Separator 2" NPT ASME / CRN | 23 | 2504 | 8016615963120 | US | 8481809015 | 2021-06-01 | Yes | https://www.caleffi.com/node/12540 |  | https://www.caleffi.com/sites/default/files/styles/product_photo/public/file/na546050t.jpg?itok=QMHW4_rM | //www.youtube.com/embed/videoseries?list=PLuuV0ELkYb5XQgBrd_RqUlCdy-0PV9PYq | https://www.caleffi.com/sites/default/files/file/38557-08_na.pdf
NA546050TM | DISCAL DIRTMAG™ Air & Dirt Separator w/ Magnet 2" NPT ASME /CRN | 23 | 2894 | 8016615534931 | US | 8481809015 | 2021-06-01 | Yes | https://www.caleffi.com/node/62274 |  | https://www.caleffi.com/sites/default/files/styles/product_photo/public/file/na546060am.jpg?itok=9ULCN64r | //www.youtube.com/embed/videoseries?list=PLuuV0ELkYb5VXuxfQ0Pr7fVVgmV5KGy1w | https://www.caleffi.com/sites/default/files/file/38557-08_na.pdf
NA546060A | DISCALDIRT® Air & Dirt Separator 2 1/2" Flange ASME / CRN | 23 | 3368 | 8016615963137 | US | 8481809015 | 2021-06-01 | Yes | https://www.caleffi.com/node/12541 |  | https://www.caleffi.com/sites/default/files/styles/product_photo/public/file/546050a.jpg?itok=ewnpYk-r | //www.youtube.com/embed/videoseries?list=PLuuV0ELkYb5XQgBrd_RqUlCdy-0PV9PYq | https://www.caleffi.com/sites/default/files/file/38557-08_na.pdf
NA546060AM | DISCAL DIRTMAG™ Air & Dirt Separator w/ Magnet 2 1/2" Flange ASME /CRN | 23 | 3784 | 8016615534948 | US | 8481809015 | 2021-06-01 | Yes | https://www.caleffi.com/node/62274 |  | https://www.caleffi.com/sites/default/files/styles/product_photo/public/file/na546060am.jpg?itok=9ULCN64r | //www.youtube.com/embed/videoseries?list=PLuuV0ELkYb5VXuxfQ0Pr7fVVgmV5KGy1w | https://www.caleffi.com/sites/default/files/file/38557-08_na.pdf
NA546080A | DISCALDIRT® Air & Dirt Separator 3" Flange ASME / CRN | 23 | 4337 | 8016615963151 | US | 8481809015 | 2021-06-01 | Yes | https://www.caleffi.com/node/12541 |  | https://www.caleffi.com/sites/default/files/styles/product_photo/public/file/546050a.jpg?itok=ewnpYk-r | //www.youtube.com/embed/videoseries?list=PLuuV0ELkYb5XQgBrd_RqUlCdy-0PV9PYq | https://www.caleffi.com/sites/default/files/file/38557-08_na.pdf
NA546080AM | DISCAL DIRTMAG™ Air & Dirt Separator w/ Magnet 3" Flange ASME /CRN | 23 | 4924 | 8016615534955 | US | 8481809015 | 2021-06-01 | Yes | https://www.caleffi.com/node/62274 |  | https://www.caleffi.com/sites/default/files/styles/product_photo/public/file/na546060am.jpg?itok=9ULCN64r | //www.youtube.com/embed/videoseries?list=PLuuV0ELkYb5VXuxfQ0Pr7fVVgmV5KGy1w | https://www.caleffi.com/sites/default/files/file/38557-08_na.pdf
NA546100A | DISCALDIRT® Air & Dirt Separator 4" Flange ASME / CRN | 23 | 4755 | 8016615963175 | US | 8481809015 | 2021-06-01 | Yes | https://www.caleffi.com/node/12541 |  | https://www.caleffi.com/sites/default/files/styles/product_photo/public/file/546050a.jpg?itok=ewnpYk-r | //www.youtube.com/embed/videoseries?list=PLuuV0ELkYb5XQgBrd_RqUlCdy-0PV9PYq | https://www.caleffi.com/sites/default/files/file/38557-08_na.pdf
NA546100AM | DISCAL DIRTMAG™ Air & Dirt Separator w/ Magnet 4" Flange ASME /CRN | 23 | 5353 | 8016615534962 | US | 8481809015 | 2021-06-01 | Yes | https://www.caleffi.com/node/62274 |  | https://www.caleffi.com/sites/default/files/styles/product_photo/public/file/na546060am.jpg?itok=9ULCN64r | //www.youtube.com/embed/videoseries?list=PLuuV0ELkYb5VXuxfQ0Pr7fVVgmV5KGy1w | https://www.caleffi.com/sites/default/files/file/38557-08_na.pdf
NA546120A | DISCALDIRT® Air & Dirt Separator 5" Flange ASME / CRN | 23 | 6860 | 8016615963199 | US | 8481809015 | 2021-06-01 | Yes | https://www.caleffi.com/node/12541 |  | https://www.caleffi.com/sites/default/files/styles/product_photo/public/file/546050a.jpg?itok=ewnpYk-r | //www.youtube.com/embed/videoseries?list=PLuuV0ELkYb5XQgBrd_RqUlCdy-0PV9PYq | https://www.caleffi.com/sites/default/files/file/38557-08_na.pdf
NA546120AM | DISCAL DIRTMAG™ Air & Dirt Separator w/ Magnet 5" Flange ASME /CRN | 23 | 7520 | 8016615534979 | US | 8481809015 | 2021-06-01 | Yes | https://www.caleffi.com/node/62274 |  | https://www.caleffi.com/sites/default/files/styles/product_photo/public/file/na546060am.jpg?itok=9ULCN64r | //www.youtube.com/embed/videoseries?list=PLuuV0ELkYb5VXuxfQ0Pr7fVVgmV5KGy1w | https://www.caleffi.com/sites/default/files/file/38557-08_na.pdf
NA546150A | DISCALDIRT® Air & Dirt Separator 6" Flange ASME / CRN | 23 | 8369 | 8016615963205 | US | 8481809015 | 2021-06-01 | Yes | https://www.caleffi.com/node/12541 |  | https://www.caleffi.com/sites/default/files/styles/product_photo/public/file/546050a.jpg?itok=ewnpYk-r | //www.youtube.com/embed/videoseries?list=PLuuV0ELkYb5XQgBrd_RqUlCdy-0PV9PYq | https://www.caleffi.com/sites/default/files/file/38557-08_na.pdf
NA546150AM | DISCAL DIRTMAG™ Air & Dirt Separator w/ Magnet 6" Flange ASME /CRN | 23 | 9074 | 8016615534986 | US | 8481809015 | 2021-06-01 | Yes | https://www.caleffi.com/node/62274 |  | https://www.caleffi.com/sites/default/files/styles/product_photo/public/file/na546060am.jpg?itok=9ULCN64r | //www.youtube.com/embed/videoseries?list=PLuuV0ELkYb5VXuxfQ0Pr7fVVgmV5KGy1w | https://www.caleffi.com/sites/default/files/file/38557-08_na.pdf
NA546200A | DISCALDIRT® Air & Dirt Separator 8" Flange ASME / CRN | 23 | 15545 | 8016615325041 | US | 8481809015 | 2021-06-01 | Yes | https://www.caleffi.com/node/12543 |  | https://www.caleffi.com/sites/default/files/styles/product_photo/public/file/na546200a_0.jpg?itok=0fsRZQsI | //www.youtube.com/embed/videoseries?list=PLuuV0ELkYb5XQgBrd_RqUlCdy-0PV9PYq | https://www.caleffi.com/sites/default/files/file/38557-08_na.pdf
NA546200AM | DISCAL DIRTMAG™ Air & Dirt Separator w/ Magnet 8" Flange ASME | 23 | 17801 | 8016615572803 | US | 8481809015 | 2021-06-01 | Yes | https://www.caleffi.com/node/52651 |  | https://www.caleffi.com/sites/default/files/styles/product_photo/public/file/na546250am.jpg?itok=_kIFxjQg | //www.youtube.com/embed/videoseries?list=PLuuV0ELkYb5XQgBrd_RqUlCdy-0PV9PYq | https://www.caleffi.com/sites/default/files/file/38557-08_na.pdf
NA546250A | DISCALDIRT® Air & Dirt Separator 10" Flange ASME / CRN | 23 | 23902 | 8016615325058 | US | 8481809015 | 2021-06-01 | Yes | https://www.caleffi.com/node/12543 |  | https://www.caleffi.com/sites/default/files/styles/product_photo/public/file/na546200a_0.jpg?itok=0fsRZQsI | //www.youtube.com/embed/videoseries?list=PLuuV0ELkYb5XQgBrd_RqUlCdy-0PV9PYq | https://www.caleffi.com/sites/default/files/file/38557-08_na.pdf
NA546250AM | DISCAL DIRTMAG™ Air & Dirt Separator w/ Magnet 10" Flange ASME | 23 | 25702 | 8016615573091 | US | 8481809015 | 2021-06-01 | Yes | https://www.caleffi.com/node/52651 |  | https://www.caleffi.com/sites/default/files/styles/product_photo/public/file/na546250am.jpg?itok=_kIFxjQg | //www.youtube.com/embed/videoseries?list=PLuuV0ELkYb5XQgBrd_RqUlCdy-0PV9PYq | https://www.caleffi.com/sites/default/files/file/38557-08_na.pdf
NA546300A | DISCALDIRT® Air & Dirt Separator 12" Flange ASME / CRN | 23 | 29889 | 8016615325065 | US | 8481809015 | 2021-06-01 | Yes | https://www.caleffi.com/node/12543 |  | https://www.caleffi.com/sites/default/files/styles/product_photo/public/file/na546200a_0.jpg?itok=0fsRZQsI | //www.youtube.com/embed/videoseries?list=PLuuV0ELkYb5XQgBrd_RqUlCdy-0PV9PYq | https://www.caleffi.com/sites/default/files/file/38557-08_na.pdf
NA546300AM | DISCAL DIRTMAG™ Air & Dirt Separator w/ Magnet 12" Flange ASME | 23 | 32568 | 8016615571882 | US | 8481809015 | 2021-06-01 | Yes | https://www.caleffi.com/node/52651 |  | https://www.caleffi.com/sites/default/files/styles/product_photo/public/file/na546250am.jpg?itok=_kIFxjQg | //www.youtube.com/embed/videoseries?list=PLuuV0ELkYb5XQgBrd_RqUlCdy-0PV9PYq | https://www.caleffi.com/sites/default/files/file/38557-08_na.pdf
NA546350A | DISCALDIRT® Air & Dirt Separator 14" Flange ASME | 23 | 37794 | 8016615507256 | US | 8481809015 | 2021-06-01 | Yes | https://www.caleffi.com/node/12543 |  | https://www.caleffi.com/sites/default/files/styles/product_photo/public/file/na546200a_0.jpg?itok=0fsRZQsI | //www.youtube.com/embed/videoseries?list=PLuuV0ELkYb5XQgBrd_RqUlCdy-0PV9PYq | https://www.caleffi.com/sites/default/files/file/38557-08_na.pdf
NA546350AM | DISCAL DIRTMAG™ Air & Dirt Separator w/ Magnet 14" Flange ASME | 23 | 40704 | 8016615573107 | US | 8481809015 | 2021-06-01 | Yes | https://www.caleffi.com/node/52651 |  | https://www.caleffi.com/sites/default/files/styles/product_photo/public/file/na546250am.jpg?itok=_kIFxjQg | //www.youtube.com/embed/videoseries?list=PLuuV0ELkYb5XQgBrd_RqUlCdy-0PV9PYq | https://www.caleffi.com/sites/default/files/file/38557-08_na.pdf
NA546510A | DIRTCAL ®Dirt Separator 4" Flange ASME / CRN | 21 | 3209 | 8016615292893 | US | 8481809015 | 2021-06-01 | Yes | https://www.caleffi.com/node/12368 |  | https://www.caleffi.com/sites/default/files/styles/product_photo/public/file/na546550a.jpg?itok=osnozw7U | //www.youtube.com/embed/videoseries?list=PLuuV0ELkYb5VXuxfQ0Pr7fVVgmV5KGy1w | https://www.caleffi.com/sites/default/files/file/38643_na_10.pdf
NA546510AM | DIRTMAG® Dirt Separator w/ Magnet 4" Flange ASME /CRN | 26 | 3645 | 8016615518580 | US | 8481809015 | 2021-06-01 | Yes | https://www.caleffi.com/node/26455 |  | https://www.caleffi.com/sites/default/files/styles/product_photo/public/file/546550am.jpg?itok=RHBmDTUs | //www.youtube.com/embed/videoseries?list=PLuuV0ELkYb5VXuxfQ0Pr7fVVgmV5KGy1w | https://www.caleffi.com/sites/default/files/file/38643_na_10.pdf
NA546512A | DIRTCAL ®Dirt Separator 5" Flange ASME / CRN | 21 | 4626 | 8016615292909 | US | 8481809015 | 2021-06-01 | Yes | https://www.caleffi.com/node/12368 |  | https://www.caleffi.com/sites/default/files/styles/product_photo/public/file/na546550a.jpg?itok=osnozw7U | //www.youtube.com/embed/videoseries?list=PLuuV0ELkYb5VXuxfQ0Pr7fVVgmV5KGy1w | https://www.caleffi.com/sites/default/files/file/38643_na_10.pdf
NA546512AM | DIRTMAG® Dirt Separator w/ Magnet 5" Flange ASME /CRN | 26 | 5063 | 8016615518597 | US | 8481809015 | 2021-06-01 | Yes | https://www.caleffi.com/node/26455 |  | https://www.caleffi.com/sites/default/files/styles/product_photo/public/file/546550am.jpg?itok=RHBmDTUs | //www.youtube.com/embed/videoseries?list=PLuuV0ELkYb5VXuxfQ0Pr7fVVgmV5KGy1w | https://www.caleffi.com/sites/default/files/file/38643_na_10.pdf
NA546515A | DIRTCAL ®Dirt Separator 6" Flange ASME / CRN | 21 | 5935 | 8016615292916 | US | 8481809015 | 2021-06-01 | Yes | https://www.caleffi.com/node/12368 |  | https://www.caleffi.com/sites/default/files/styles/product_photo/public/file/na546550a.jpg?itok=osnozw7U | //www.youtube.com/embed/videoseries?list=PLuuV0ELkYb5VXuxfQ0Pr7fVVgmV5KGy1w | https://www.caleffi.com/sites/default/files/file/38643_na_10.pdf
NA546515AM | DIRTMAG® Dirt Separator w/ Magnet 6" Flange ASME /CRN | 26 | 6371 | 8016615518603 | US | 8481809015 | 2021-06-01 | Yes | https://www.caleffi.com/node/26455 |  | https://www.caleffi.com/sites/default/files/styles/product_photo/public/file/546550am.jpg?itok=RHBmDTUs | //www.youtube.com/embed/videoseries?list=PLuuV0ELkYb5VXuxfQ0Pr7fVVgmV5KGy1w | https://www.caleffi.com/sites/default/files/file/38643_na_10.pdf
NA546520A | DIRTCAL ®Dirt Separator 8" Flange ASME | 21 | 12133 | 8016615573251 | US | 8481809015 | 2021-06-01 | Yes | https://www.caleffi.com/node/53092 |  | https://www.caleffi.com/sites/default/files/styles/product_photo/public/file/na546520a.jpg?itok=cKnpueDW | //www.youtube.com/embed/videoseries?list=PLuuV0ELkYb5VXuxfQ0Pr7fVVgmV5KGy1w | https://www.caleffi.com/sites/default/files/file/38643_na_10.pdf
NA546520AM | DIRTMAG® Dirt Separator w/ Magnet 8" Flange ASME | 26 | 13847 | 8016615573381 | US | 8481809015 | 2021-06-01 | Yes | https://www.caleffi.com/node/52073 |  | https://www.caleffi.com/sites/default/files/styles/product_photo/public/file/na546520am.jpg?itok=4zAzQ1Kp | //www.youtube.com/embed/videoseries?list=PLuuV0ELkYb5VXuxfQ0Pr7fVVgmV5KGy1w | https://www.caleffi.com/sites/default/files/file/38643_na_10.pdf
NA546525A | DIRTCAL ®Dirt Separator 10" Flange ASME | 21 | 18704 | 8016615573275 | US | 8481809015 | 2021-06-01 | Yes | https://www.caleffi.com/node/53092 |  | https://www.caleffi.com/sites/default/files/styles/product_photo/public/file/na546520a.jpg?itok=cKnpueDW | //www.youtube.com/embed/videoseries?list=PLuuV0ELkYb5VXuxfQ0Pr7fVVgmV5KGy1w | https://www.caleffi.com/sites/default/files/file/38643_na_10.pdf
NA546525AM | DIRTMAG® Dirt Separator w/ Magnet 10" Flange ASME | 26 | 20418 | 8016615573398 | US | 8481809015 | 2021-06-01 | Yes | https://www.caleffi.com/node/52073 |  | https://www.caleffi.com/sites/default/files/styles/product_photo/public/file/na546520am.jpg?itok=4zAzQ1Kp | //www.youtube.com/embed/videoseries?list=PLuuV0ELkYb5VXuxfQ0Pr7fVVgmV5KGy1w | https://www.caleffi.com/sites/default/files/file/38643_na_10.pdf
NA546530A | DIRTCAL ®Dirt Separator 12" Flange ASME | 21 | 23166 | 8016615573374 | US | 8481809015 | 2021-06-01 | Yes | https://www.caleffi.com/node/53092 |  | https://www.caleffi.com/sites/default/files/styles/product_photo/public/file/na546520a.jpg?itok=cKnpueDW | //www.youtube.com/embed/videoseries?list=PLuuV0ELkYb5VXuxfQ0Pr7fVVgmV5KGy1w | https://www.caleffi.com/sites/default/files/file/38643_na_10.pdf
NA546530AM | DIRTMAG® Dirt Separator w/ Magnet 12" Flange ASME | 26 | 24879 | 8016615573404 | US | 8481809015 | 2021-06-01 | Yes | https://www.caleffi.com/node/52073 |  | https://www.caleffi.com/sites/default/files/styles/product_photo/public/file/na546520am.jpg?itok=4zAzQ1Kp | //www.youtube.com/embed/videoseries?list=PLuuV0ELkYb5VXuxfQ0Pr7fVVgmV5KGy1w | https://www.caleffi.com/sites/default/files/file/38643_na_10.pdf
NA546535A | DIRTCAL ®Dirt Separator 14" Flange ASME | 21 | 29125 | 8016615575965 | US | 8481809015 | 2021-06-01 | Yes | https://www.caleffi.com/node/53092 |  | https://www.caleffi.com/sites/default/files/styles/product_photo/public/file/na546520a.jpg?itok=cKnpueDW | //www.youtube.com/embed/videoseries?list=PLuuV0ELkYb5VXuxfQ0Pr7fVVgmV5KGy1w | https://www.caleffi.com/sites/default/files/file/38643_na_10.pdf
NA546535AM | DIRTMAG® Dirt Separator w/ Magnet 14" Flange ASME | 26 | 30839 | 8016615577877 | US | 8481809015 | 2021-06-01 | Yes | https://www.caleffi.com/node/52073 |  | https://www.caleffi.com/sites/default/files/styles/product_photo/public/file/na546520am.jpg?itok=4zAzQ1Kp | //www.youtube.com/embed/videoseries?list=PLuuV0ELkYb5VXuxfQ0Pr7fVVgmV5KGy1w | https://www.caleffi.com/sites/default/files/file/38643_na_10.pdf
NA546550A | DIRTCAL ®Dirt Separator 2" Flange ASME / CRN | 21 | 2118 | 8016615292800 | US | 8481809015 | 2021-06-01 | Yes | https://www.caleffi.com/node/12368 |  | https://www.caleffi.com/sites/default/files/styles/product_photo/public/file/na546550a.jpg?itok=osnozw7U | //www.youtube.com/embed/videoseries?list=PLuuV0ELkYb5VXuxfQ0Pr7fVVgmV5KGy1w | https://www.caleffi.com/sites/default/files/file/38643_na_10.pdf
NA546550AM | DIRTMAG® Dirt Separator w/ Magnet 2" Flange ASME /CRN | 26 | 2309 | 8016615518559 | US | 8481809015 | 2021-06-01 | Yes | https://www.caleffi.com/node/26455 |  | https://www.caleffi.com/sites/default/files/styles/product_photo/public/file/546550am.jpg?itok=RHBmDTUs | //www.youtube.com/embed/videoseries?list=PLuuV0ELkYb5VXuxfQ0Pr7fVVgmV5KGy1w | https://www.caleffi.com/sites/default/files/file/38643_na_10.pdf
NA546560A | DIRTCAL ®Dirt Separator 2 1/2" Flange ASME / CRN | 21 | 2252 | 8016615292879 | US | 8481809015 | 2021-06-01 | Yes | https://www.caleffi.com/node/12368 |  | https://www.caleffi.com/sites/default/files/styles/product_photo/public/file/na546550a.jpg?itok=osnozw7U | //www.youtube.com/embed/videoseries?list=PLuuV0ELkYb5VXuxfQ0Pr7fVVgmV5KGy1w | https://www.caleffi.com/sites/default/files/file/38643_na_10.pdf
NA546560AM | DIRTMAG® Dirt Separator w/ Magnet 4 1/2" Flange ASME | 26 | 2438 | 8016615518566 | US | 8481809015 | 2021-06-01 | Yes | https://www.caleffi.com/node/26455 |  | https://www.caleffi.com/sites/default/files/styles/product_photo/public/file/546550am.jpg?itok=RHBmDTUs | //www.youtube.com/embed/videoseries?list=PLuuV0ELkYb5VXuxfQ0Pr7fVVgmV5KGy1w | https://www.caleffi.com/sites/default/files/file/38643_na_10.pdf
NA546580A | DIRTCAL ®Dirt Separator 3" Flange ASME / CRN | 21 | 2932 | 8016615292886 | US | 8481809015 | 2021-06-01 | Yes | https://www.caleffi.com/node/12368 |  | https://www.caleffi.com/sites/default/files/styles/product_photo/public/file/na546550a.jpg?itok=osnozw7U | //www.youtube.com/embed/videoseries?list=PLuuV0ELkYb5VXuxfQ0Pr7fVVgmV5KGy1w | https://www.caleffi.com/sites/default/files/file/38643_na_10.pdf
NA546580AM | DIRTMAG® Dirt Separator w/ Magnet 3" Flange ASME /CRN | 26 | 3368 | 8016615518573 | US | 8481809015 | 2021-06-01 | Yes | https://www.caleffi.com/node/26455 |  | https://www.caleffi.com/sites/default/files/styles/product_photo/public/file/546550am.jpg?itok=RHBmDTUs | //www.youtube.com/embed/videoseries?list=PLuuV0ELkYb5VXuxfQ0Pr7fVVgmV5KGy1w | https://www.caleffi.com/sites/default/files/file/38643_na_10.pdf
NA548052A | Hydroseparator 2" Flange ASME /CRN | 11 | 3482 | 8016615218572 | US | 8481809015 | 2021-06-01 | Yes | https://www.caleffi.com/node/17816 |  | https://www.caleffi.com/sites/default/files/styles/product_photo/public/file/548052.jpg?itok=dnBehtvx | //www.youtube.com/embed/videoseries?list=PLuuV0ELkYb5UUgZdmvsl1bqF8oUUIjdJ9 | https://www.caleffi.com/sites/default/files/file/38505_na_05.pdf
NA548062A | Hydroseparator 2 1/2" Flange ASME /CRN | 11 | 3744 | 8016615218589 | US | 8481809015 | 2021-06-01 | Yes | https://www.caleffi.com/node/17816 |  | https://www.caleffi.com/sites/default/files/styles/product_photo/public/file/548052.jpg?itok=dnBehtvx | //www.youtube.com/embed/videoseries?list=PLuuV0ELkYb5UUgZdmvsl1bqF8oUUIjdJ9 | https://www.caleffi.com/sites/default/files/file/38505_na_05.pdf
NA548082A | Hydroseparator 3" Flange ASME /CRN | 11 | 4531 | 8016615218596 | US | 8481809015 | 2021-06-01 | Yes | https://www.caleffi.com/node/17816 |  | https://www.caleffi.com/sites/default/files/styles/product_photo/public/file/548052.jpg?itok=dnBehtvx | //www.youtube.com/embed/videoseries?list=PLuuV0ELkYb5UUgZdmvsl1bqF8oUUIjdJ9 | https://www.caleffi.com/sites/default/files/file/38505_na_05.pdf
NA548102A | Hydroseparator 4" Flange ASME /CRN | 11 | 4791 | 8016615218602 | US | 8481809015 | 2021-06-01 | Yes | https://www.caleffi.com/node/17816 |  | https://www.caleffi.com/sites/default/files/styles/product_photo/public/file/548052.jpg?itok=dnBehtvx | //www.youtube.com/embed/videoseries?list=PLuuV0ELkYb5UUgZdmvsl1bqF8oUUIjdJ9 | https://www.caleffi.com/sites/default/files/file/38505_na_05.pdf
NA548120A | Hydroseparator 5" Flange ASME /CRN | 11 | 6692 | 8016615218626 | US | 8481809015 | 2021-06-01 | Yes | https://www.caleffi.com/node/17818 |  | https://www.caleffi.com/sites/default/files/styles/product_photo/public/file/na548120a.jpg?itok=oWYRS6yO | //www.youtube.com/embed/videoseries?list=PLuuV0ELkYb5UUgZdmvsl1bqF8oUUIjdJ9 | https://www.caleffi.com/sites/default/files/file/38505_na_05.pdf
NA548150A | Hydroseparator 6" Flange ASME /CRN | 11 | 8120 | 8016615218633 | US | 8481809015 | 2021-06-01 | Yes | https://www.caleffi.com/node/17818 |  | https://www.caleffi.com/sites/default/files/styles/product_photo/public/file/na548120a.jpg?itok=oWYRS6yO | //www.youtube.com/embed/videoseries?list=PLuuV0ELkYb5UUgZdmvsl1bqF8oUUIjdJ9 | https://www.caleffi.com/sites/default/files/file/38505_na_05.pdf
NA548200A | Hydroseparator 8" Flange ASME /CRN | 11 | 12601 | 8016615228878 | US | 8481809015 | 2021-06-01 | Yes | https://www.caleffi.com/node/61925 |  | https://www.caleffi.com/sites/default/files/styles/product_photo/public/file/na548200a.jpg?itok=wBlYhZy8 | //www.youtube.com/embed/videoseries?list=PLuuV0ELkYb5UUgZdmvsl1bqF8oUUIjdJ9 | https://www.caleffi.com/sites/default/files/file/38505_na_05.pdf
NA548250A | Hydroseparator 10" Flange ASME | 11 | 17787 | 8016615228885 | US | 8481809015 | 2021-06-01 | Yes | https://www.caleffi.com/node/61925 |  | https://www.caleffi.com/sites/default/files/styles/product_photo/public/file/na548200a.jpg?itok=wBlYhZy8 | //www.youtube.com/embed/videoseries?list=PLuuV0ELkYb5UUgZdmvsl1bqF8oUUIjdJ9 | https://www.caleffi.com/sites/default/files/file/38505_na_05.pdf
NA548300A | Hydroseparator 12" Flange ASME | 11 | 21528 | 8016615228892 | US | 8481809015 | 2021-06-01 | Yes | https://www.caleffi.com/node/61925 |  | https://www.caleffi.com/sites/default/files/styles/product_photo/public/file/na548200a.jpg?itok=wBlYhZy8 | //www.youtube.com/embed/videoseries?list=PLuuV0ELkYb5UUgZdmvsl1bqF8oUUIjdJ9 | https://www.caleffi.com/sites/default/files/file/38505_na_05.pdf
NA548350A | Hydroseparator 14" Flange ASME | 11 | 34333 | 8016615478631 | US | 8481809015 | 2021-06-01 | Yes | https://www.caleffi.com/node/61925 |  | https://www.caleffi.com/sites/default/files/styles/product_photo/public/file/na548200a.jpg?itok=wBlYhZy8 | //www.youtube.com/embed/videoseries?list=PLuuV0ELkYb5UUgZdmvsl1bqF8oUUIjdJ9 | https://www.caleffi.com/sites/default/files/file/38505_na_05.pdf
NA549052A | HydroCal™ 3-in-1 2" Flange ASME /CRN | 11 | 4527 | 8016615307481 | US | 8481809015 | 2021-06-01 | Yes | https://www.caleffi.com/node/9109 |  | https://www.caleffi.com/sites/default/files/styles/product_photo/public/file/549052a.jpg?itok=ILeC33jE | //www.youtube.com/embed/videoseries?list=PLuuV0ELkYb5UUgZdmvsl1bqF8oUUIjdJ9 | https://www.caleffi.com/sites/default/files/file/38712_na_07-r1.pdf
NA549052AM | SEP 4™ 4-in-1 2" Flange ASME /CRN | 10 | 4663 | 8016615570137 | US | 8481809015 | 2021-06-01 | Yes | https://www.caleffi.com/node/50782 |  | https://www.caleffi.com/sites/default/files/styles/product_photo/public/file/549552a.jpg?itok=G4zSPdG1 | //www.youtube.com/embed/videoseries?list=PLuuV0ELkYb5UUgZdmvsl1bqF8oUUIjdJ9 | https://www.caleffi.com/sites/default/files/file/38712_na_07-r1.pdf
NA549062A | HydroCal™ 3-in-1 2 1/2" Flange ASME /CRN | 11 | 4869 | 8016615307498 | US | 8481809015 | 2021-06-01 | Yes | https://www.caleffi.com/node/9109 |  | https://www.caleffi.com/sites/default/files/styles/product_photo/public/file/549052a.jpg?itok=ILeC33jE | //www.youtube.com/embed/videoseries?list=PLuuV0ELkYb5UUgZdmvsl1bqF8oUUIjdJ9 | https://www.caleffi.com/sites/default/files/file/38712_na_07-r1.pdf
NA549062AM | SEP 4™ 4-in-1 2 1/2" Flange ASME /CRN | 10 | 5006 | 8016615570144 | US | 8481809015 | 2021-06-01 | Yes | https://www.caleffi.com/node/50782 |  | https://www.caleffi.com/sites/default/files/styles/product_photo/public/file/549552a.jpg?itok=G4zSPdG1 | //www.youtube.com/embed/videoseries?list=PLuuV0ELkYb5UUgZdmvsl1bqF8oUUIjdJ9 | https://www.caleffi.com/sites/default/files/file/38712_na_07-r1.pdf
NA549082A | HydroCal™ 3-in-1 3" Flange ASME /CRN | 11 | 5888 | 8016615307504 | US | 8481809015 | 2021-06-01 | Yes | https://www.caleffi.com/node/9109 |  | https://www.caleffi.com/sites/default/files/styles/product_photo/public/file/549052a.jpg?itok=ILeC33jE | //www.youtube.com/embed/videoseries?list=PLuuV0ELkYb5UUgZdmvsl1bqF8oUUIjdJ9 | https://www.caleffi.com/sites/default/files/file/38712_na_07-r1.pdf
NA549082AM | SEP 4™ 4-in-1 3" Flange ASME /CRN | 10 | 6196 | 8016615570151 | US | 8481809015 | 2021-06-01 | Yes | https://www.caleffi.com/node/50782 |  | https://www.caleffi.com/sites/default/files/styles/product_photo/public/file/549552a.jpg?itok=G4zSPdG1 | //www.youtube.com/embed/videoseries?list=PLuuV0ELkYb5UUgZdmvsl1bqF8oUUIjdJ9 | https://www.caleffi.com/sites/default/files/file/38712_na_07-r1.pdf
NA549102A | HydroCal™ 3-in-1 4" Flange ASME /CRN | 11 | 6226 | 8016615307511 | US | 8481809015 | 2021-06-01 | Yes | https://www.caleffi.com/node/9109 |  | https://www.caleffi.com/sites/default/files/styles/product_photo/public/file/549052a.jpg?itok=ILeC33jE | //www.youtube.com/embed/videoseries?list=PLuuV0ELkYb5UUgZdmvsl1bqF8oUUIjdJ9 | https://www.caleffi.com/sites/default/files/file/38712_na_07-r1.pdf
NA549102AM | SEP 4™ 4-in-1 4" Flange ASME /CRN | 10 | 6534 | 8016615570168 | US | 8481809015 | 2021-06-01 | Yes | https://www.caleffi.com/node/50782 |  | https://www.caleffi.com/sites/default/files/styles/product_photo/public/file/549552a.jpg?itok=G4zSPdG1 | //www.youtube.com/embed/videoseries?list=PLuuV0ELkYb5UUgZdmvsl1bqF8oUUIjdJ9 | https://www.caleffi.com/sites/default/files/file/38712_na_07-r1.pdf
NA549120A | HydroCal™ 3-in-1 5" Flange ASME /CRN | 11 | 8696 | 8016615566321 | US | 8481809015 | 2021-06-01 | Yes | https://www.caleffi.com/node/9109 |  | https://www.caleffi.com/sites/default/files/styles/product_photo/public/file/549052a.jpg?itok=ILeC33jE | //www.youtube.com/embed/videoseries?list=PLuuV0ELkYb5UUgZdmvsl1bqF8oUUIjdJ9 | https://www.caleffi.com/sites/default/files/file/38712_na_07-r1.pdf
NA549120AM | SEP 4™ 4-in-1 5" Flange ASME /CRN | 10 | 9002 | 8016615567151 | US | 8481809015 | 2021-06-01 | Yes | https://www.caleffi.com/node/50782 |  | https://www.caleffi.com/sites/default/files/styles/product_photo/public/file/549552a.jpg?itok=G4zSPdG1 | //www.youtube.com/embed/videoseries?list=PLuuV0ELkYb5UUgZdmvsl1bqF8oUUIjdJ9
NA549150A | HydroCal™ 3-in-1 6" Flange ASME /CRN | 11 | 10550 | 8016615307528 | US | 8481809015 | 2021-06-01 | Yes | https://www.caleffi.com/node/9109 |  | https://www.caleffi.com/sites/default/files/styles/product_photo/public/file/549052a.jpg?itok=ILeC33jE | //www.youtube.com/embed/videoseries?list=PLuuV0ELkYb5UUgZdmvsl1bqF8oUUIjdJ9 | https://www.caleffi.com/sites/default/files/file/38712_na_07-r1.pdf
NA549150AM | SEP 4™ 4-in-1 6" Flange ASME /CRN | 10 | 10859 | 8016615567168 | US | 8481809015 | 2021-06-01 | Yes | https://www.caleffi.com/node/50782 |  | https://www.caleffi.com/sites/default/files/styles/product_photo/public/file/549552a.jpg?itok=G4zSPdG1 | //www.youtube.com/embed/videoseries?list=PLuuV0ELkYb5UUgZdmvsl1bqF8oUUIjdJ9
NA549200A | HydroCal™ 3-in-1 8" Flange ASME /CRN | 11 | 17047 | 8016615388879 | US | 8481809015 | 2021-06-01 | Yes | https://www.caleffi.com/node/9121 |  | https://www.caleffi.com/sites/default/files/styles/product_photo/public/file/na549200a.jpg?itok=aE2Fh7lW | //www.youtube.com/embed/videoseries?list=PLuuV0ELkYb5UUgZdmvsl1bqF8oUUIjdJ9 | https://www.caleffi.com/sites/default/files/file/38712_na_07-r1.pdf
NA549200AM | SEP 4™ 4-in-1 8" Flange ASME | 10 | 18795 | 8016615570809 | US | 8481809015 | 2021-06-01 | Yes | https://www.caleffi.com/node/47060 |  | https://www.caleffi.com/sites/default/files/styles/product_photo/public/file/na549200am.jpg?itok=vtI35hcX | //www.youtube.com/embed/videoseries?list=PLuuV0ELkYb5UUgZdmvsl1bqF8oUUIjdJ9 | https://www.caleffi.com/sites/default/files/file/38712_na_07-r1.pdf
NA549250A | HydroCal™ 3-in-1 10" Flange ASME | 11 | 23716 | 8016615410839 | US | 8481809015 | 2021-06-01 | Yes | https://www.caleffi.com/node/9121 |  | https://www.caleffi.com/sites/default/files/styles/product_photo/public/file/na549200a.jpg?itok=aE2Fh7lW | //www.youtube.com/embed/videoseries?list=PLuuV0ELkYb5UUgZdmvsl1bqF8oUUIjdJ9 | https://www.caleffi.com/sites/default/files/file/38712_na_07-r1.pdf
NA549250AM | SEP 4™ 4-in-1 10" Flange ASME | 10 | 25464 | 8016615570816 | US | 8481809015 | 2021-06-01 | Yes | https://www.caleffi.com/node/47060 |  | https://www.caleffi.com/sites/default/files/styles/product_photo/public/file/na549200am.jpg?itok=vtI35hcX | //www.youtube.com/embed/videoseries?list=PLuuV0ELkYb5UUgZdmvsl1bqF8oUUIjdJ9 | https://www.caleffi.com/sites/default/files/file/38712_na_07-r1.pdf
NA549300A | HydroCal™ 3-in-1 12" Flange ASME | 11 | 31763 | 8016615469783 | US | 8481809015 | 2021-06-01 | Yes | https://www.caleffi.com/node/9121 |  | https://www.caleffi.com/sites/default/files/styles/product_photo/public/file/na549200a.jpg?itok=aE2Fh7lW | //www.youtube.com/embed/videoseries?list=PLuuV0ELkYb5UUgZdmvsl1bqF8oUUIjdJ9 | https://www.caleffi.com/sites/default/files/file/38712_na_07-r1.pdf
NA549300AM | SEP 4™ 4-in-1 12" Flange ASME | 10 | 33510 | 8016615570823 | US | 8481809015 | 2021-06-01 | Yes | https://www.caleffi.com/node/47060 |  | https://www.caleffi.com/sites/default/files/styles/product_photo/public/file/na549200am.jpg?itok=vtI35hcX | //www.youtube.com/embed/videoseries?list=PLuuV0ELkYb5UUgZdmvsl1bqF8oUUIjdJ9 | https://www.caleffi.com/sites/default/files/file/38712_na_07-r1.pdf
NA549350A | HydroCal™ 3-in-1 14" Flange ASME | 11 | 37759 | 8016615505658 | US | 8481809015 | 2021-06-01 | Yes | https://www.caleffi.com/node/9121 |  | https://www.caleffi.com/sites/default/files/styles/product_photo/public/file/na549200a.jpg?itok=aE2Fh7lW | //www.youtube.com/embed/videoseries?list=PLuuV0ELkYb5UUgZdmvsl1bqF8oUUIjdJ9 | https://www.caleffi.com/sites/default/files/file/38712_na_07-r1.pdf
NA549350AM | SEP 4™ 4-in-1 14" Flange ASME | 10 | 39507 | 8016615570830 | US | 8481809015 | 2021-06-01 | Yes | https://www.caleffi.com/node/47060 |  | https://www.caleffi.com/sites/default/files/styles/product_photo/public/file/na549200am.jpg?itok=vtI35hcX | //www.youtube.com/embed/videoseries?list=PLuuV0ELkYb5UUgZdmvsl1bqF8oUUIjdJ9 | https://www.caleffi.com/sites/default/files/file/38712_na_07-r1.pdf
NA551050A | DISCAL® Air Separator 2" Flange ASME/ CRN | 20 | 2467 | 8016615963304 | US | 8481809015 | 2021-06-01 | Yes | https://www.caleffi.com/node/12451 |  | https://www.caleffi.com/sites/default/files/styles/product_photo/public/file/na551050a.jpg?itok=VnpOEqWQ | //www.youtube.com/embed/videoseries?list=PLuuV0ELkYb5WxbV4vT_fiKP6QyOTxErIt | https://www.caleffi.com/sites/default/files/file/38456_na_12.pdf
NA551060A | DISCAL® Air Separator 2 1/2" Flange ASME/ CRN | 20 | 2638 | 8016615963328 | US | 8481809015 | 2021-06-01 | Yes | https://www.caleffi.com/node/12451 |  | https://www.caleffi.com/sites/default/files/styles/product_photo/public/file/na551050a.jpg?itok=VnpOEqWQ | //www.youtube.com/embed/videoseries?list=PLuuV0ELkYb5WxbV4vT_fiKP6QyOTxErIt | https://www.caleffi.com/sites/default/files/file/38456_na_12.pdf
NA551080A | DISCAL® Air Separator 3" Flange ASME/ CRN | 20 | 3491 | 8016615963342 | US | 8481809015 | 2021-06-01 | Yes | https://www.caleffi.com/node/12451 |  | https://www.caleffi.com/sites/default/files/styles/product_photo/public/file/na551050a.jpg?itok=VnpOEqWQ | //www.youtube.com/embed/videoseries?list=PLuuV0ELkYb5WxbV4vT_fiKP6QyOTxErIt | https://www.caleffi.com/sites/default/files/file/38456_na_12.pdf
NA551100A | DISCAL® Air Separator 4" Flange ASME/ CRN | 20 | 3907 | 8016615963366 | US | 8481809015 | 2021-06-01 | Yes | https://www.caleffi.com/node/12451 |  | https://www.caleffi.com/sites/default/files/styles/product_photo/public/file/na551050a.jpg?itok=VnpOEqWQ | //www.youtube.com/embed/videoseries?list=PLuuV0ELkYb5WxbV4vT_fiKP6QyOTxErIt | https://www.caleffi.com/sites/default/files/file/38456_na_12.pdf
NA551120A | DISCAL® Air Separator 5" Flange ASME/ CRN | 20 | 5684 | 8016615963380 | US | 8481809015 | 2021-06-01 | Yes | https://www.caleffi.com/node/12451 |  | https://www.caleffi.com/sites/default/files/styles/product_photo/public/file/na551050a.jpg?itok=VnpOEqWQ | //www.youtube.com/embed/videoseries?list=PLuuV0ELkYb5WxbV4vT_fiKP6QyOTxErIt | https://www.caleffi.com/sites/default/files/file/38456_na_12.pdf
NA551150A | DISCAL® Air Separator 6" Flange ASME/ CRN | 20 | 7325 | 8016615963397 | US | 8481809015 | 2021-06-01 | Yes | https://www.caleffi.com/node/12451 |  | https://www.caleffi.com/sites/default/files/styles/product_photo/public/file/na551050a.jpg?itok=VnpOEqWQ | //www.youtube.com/embed/videoseries?list=PLuuV0ELkYb5WxbV4vT_fiKP6QyOTxErIt | https://www.caleffi.com/sites/default/files/file/38456_na_12.pdf
NA551200A | DISCAL® Air Separator 8" Flange ASME/ CRN | 20 | 11987 | 8016615551723 | US | 8481809015 | 2021-06-01 | Yes | https://www.caleffi.com/node/52774 |  | https://www.caleffi.com/sites/default/files/styles/product_photo/public/file/na551200.jpg?itok=49KxgWGh | //www.youtube.com/embed/videoseries?list=PLuuV0ELkYb5WxbV4vT_fiKP6QyOTxErIt | https://www.caleffi.com/sites/default/files/file/38456_na_12.pdf
NA551250A | DISCAL® Air Separator 10" Flange ASME | 20 | 17978 | 8016615551730 | US | 8481809015 | 2021-06-01 | Yes | https://www.caleffi.com/node/52774 |  | https://www.caleffi.com/sites/default/files/styles/product_photo/public/file/na551200.jpg?itok=49KxgWGh | //www.youtube.com/embed/videoseries?list=PLuuV0ELkYb5WxbV4vT_fiKP6QyOTxErIt | https://www.caleffi.com/sites/default/files/file/38456_na_12.pdf
NA551300A | DISCAL® Air Separator 12" Flange ASME | 20 | 23373 | 8016615551747 | US | 8481809015 | 2021-06-01 | Yes | https://www.caleffi.com/node/52774 |  | https://www.caleffi.com/sites/default/files/styles/product_photo/public/file/na551200.jpg?itok=49KxgWGh | //www.youtube.com/embed/videoseries?list=PLuuV0ELkYb5WxbV4vT_fiKP6QyOTxErIt | https://www.caleffi.com/sites/default/files/file/38456_na_12.pdf
NA553362 | Boiler Trim Kit, 1" NPT, 4.4Gal with ASSE 1012 Back Flow | 89 | 504 | 8016615307672 | IT | 8481301090 | 2021-06-01 | Yes | https://www.caleffi.com/node/13874 |  | https://www.caleffi.com/sites/default/files/styles/product_photo/public/file/na553_0.jpg?itok=k-CfNDNZ | //www.youtube.com/embed/videoseries?list=PLuuV0ELkYb5Ujh-SAwaLyCNETjj1HMBO-
NA553362R | Boiler Trim Kit, 1" NPT, 4.4Gal with ASSE 1013 Back Flow | 89 | 803 | 8016615614756 | IT | 8481301090 | 2021-06-01 | Yes | https://www.caleffi.com/node/60685 |  | https://www.caleffi.com/sites/default/files/styles/product_photo/public/file/na553362r.jpg?itok=W1Jmffps | //www.youtube.com/embed/videoseries?list=PLuuV0ELkYb5Ujh-SAwaLyCNETjj1HMBO-
NA553366 | Boiler Trim Kit, 1" Press, 4.4Gal with ASSE 1012 Back Flow | 89 | 541 | 8016615578270 | IT | 8481301090 | 2021-06-01 | Yes | https://www.caleffi.com/node/13874 |  | https://www.caleffi.com/sites/default/files/styles/product_photo/public/file/na553_0.jpg?itok=k-CfNDNZ | //www.youtube.com/embed/videoseries?list=PLuuV0ELkYb5Ujh-SAwaLyCNETjj1HMBO-
NA553366R | Boiler Trim Kit, 1" Press, 4.4Gal with ASSE 1013 Back Flow | 89 | 841 | 8016615614763 | IT | 8481301090 | 2021-06-01 | Yes | https://www.caleffi.com/node/60685 |  | https://www.caleffi.com/sites/default/files/styles/product_photo/public/file/na553362r.jpg?itok=W1Jmffps | //www.youtube.com/embed/videoseries?list=PLuuV0ELkYb5Ujh-SAwaLyCNETjj1HMBO-
NA553369 | Boiler Trim Kit, 1" Sweat, 4.4Gal with ASSE 1012 Back Flow | 89 | 494 | 8016615307689 | IT | 8481301090 | 2021-06-01 | Yes | https://www.caleffi.com/node/13874 |  | https://www.caleffi.com/sites/default/files/styles/product_photo/public/file/na553_0.jpg?itok=k-CfNDNZ | //www.youtube.com/embed/videoseries?list=PLuuV0ELkYb5Ujh-SAwaLyCNETjj1HMBO-
NA553369R | Boiler Trim Kit, 1" Sweat, 4.4Gal with ASSE 1013 Back Flow | 89 | 794 | 8016615614770 | IT | 8481301090 | 2021-06-01 | Yes | https://www.caleffi.com/node/60685 |  | https://www.caleffi.com/sites/default/files/styles/product_photo/public/file/na553362r.jpg?itok=W1Jmffps | //www.youtube.com/embed/videoseries?list=PLuuV0ELkYb5Ujh-SAwaLyCNETjj1HMBO-
NA553372 | Boiler Trim Kit, 1 1/4" NPT, 4.4Gal with ASSE 1012 Back Flow | 89 | 584 | 8016615307696 | IT | 8481301090 | 2021-06-01 | Yes | https://www.caleffi.com/node/13874 |  | https://www.caleffi.com/sites/default/files/styles/product_photo/public/file/na553_0.jpg?itok=k-CfNDNZ | //www.youtube.com/embed/videoseries?list=PLuuV0ELkYb5Ujh-SAwaLyCNETjj1HMBO-
NA553372R | Boiler Trim Kit, 1 1/4" NPT, 4.4Gal with ASSE 1013 Back Flow | 89 | 884 | 8016615614787 | IT | 8481301090 | 2021-06-01 | Yes | https://www.caleffi.com/node/60685 |  | https://www.caleffi.com/sites/default/files/styles/product_photo/public/file/na553362r.jpg?itok=W1Jmffps | //www.youtube.com/embed/videoseries?list=PLuuV0ELkYb5Ujh-SAwaLyCNETjj1HMBO-
NA553376 | Boiler Trim Kit, 1 1/4" Press, 4.4Gal with ASSE 1012 Back Flow | 89 | 650 | 8016615578294 | IT | 8481301090 | 2021-06-01 | Yes | https://www.caleffi.com/node/13874 |  | https://www.caleffi.com/sites/default/files/styles/product_photo/public/file/na553_0.jpg?itok=k-CfNDNZ | //www.youtube.com/embed/videoseries?list=PLuuV0ELkYb5Ujh-SAwaLyCNETjj1HMBO-
NA553376R | Boiler Trim Kit, 1 1/4" Press, 4.4Gal with ASSE 1013 Back Flow | 89 | 950 | 8016615614794 | IT | 8481301090 | 2021-06-01 | Yes | https://www.caleffi.com/node/60685 |  | https://www.caleffi.com/sites/default/files/styles/product_photo/public/file/na553362r.jpg?itok=W1Jmffps | //www.youtube.com/embed/videoseries?list=PLuuV0ELkYb5Ujh-SAwaLyCNETjj1HMBO-
NA553379 | Boiler Trim Kit, 1 1/4" Sweat, 4.4Gal with ASSE 1012 Back Flow | 89 | 573 | 8016615307702 | IT | 8481301090 | 2021-06-01 | Yes | https://www.caleffi.com/node/13874 |  | https://www.caleffi.com/sites/default/files/styles/product_photo/public/file/na553_0.jpg?itok=k-CfNDNZ | //www.youtube.com/embed/videoseries?list=PLuuV0ELkYb5Ujh-SAwaLyCNETjj1HMBO-
NA553379R | Boiler Trim Kit, 1 1/4" Sweat, 4.4Gal with ASSE 1013 Back Flow | 89 | 872 | 8016615614800 | IT | 8481301090 | 2021-06-01 | Yes | https://www.caleffi.com/node/60685 |  | https://www.caleffi.com/sites/default/files/styles/product_photo/public/file/na553362r.jpg?itok=W1Jmffps | //www.youtube.com/embed/videoseries?list=PLuuV0ELkYb5Ujh-SAwaLyCNETjj1HMBO-
NA570971 | Reload Resin 2 Bag Bucket | 86 | 424 | 8016615548181 | CN | 3911100000 | 2021-06-01 | Yes | https://www.caleffi.com/node/40678 |  | https://www.caleffi.com/sites/default/files/styles/product_photo/public/file/na570971.jpg?itok=MP1Xaatj | //www.youtube.com/embed/WBgnfhT2zUU?list=PLuuV0ELkYb5XWIWGE8t62IgJESrZ7E4YD
NA570974 | Reload Resin 4 Bag Bucket | 86 | 847 | 8016615548198 | CN | 3911100000 | 2021-06-01 | Yes | https://www.caleffi.com/node/40678 |  | https://www.caleffi.com/sites/default/files/styles/product_photo/public/file/na570971.jpg?itok=MP1Xaatj | //www.youtube.com/embed/WBgnfhT2zUU?list=PLuuV0ELkYb5XWIWGE8t62IgJESrZ7E4YD
NA573022 | Autofill Combo 1/2" NPT w/Filter & Gauge | 86 | 351 | 8016615550115 | IT | 8481301090 | 2021-06-01 | Yes | https://www.caleffi.com/node/40612 |  | https://www.caleffi.com/sites/default/files/styles/product_photo/public/file/na573022-1.jpg?itok=L4Md28qI | //www.youtube.com/embed/WBgnfhT2zUU?list=PLuuV0ELkYb5XWIWGE8t62IgJESrZ7E4YD | https://www.caleffi.com/sites/default/files/file/na11310-03.pdf
NA573100 | Filter Housing Assembly for Autofills | 86 | 159 | 8016615550658 | US | 8421210000 | 2021-06-01 | Yes | https://www.caleffi.com/node/40615 |  | https://www.caleffi.com/sites/default/files/styles/product_photo/public/file/na573100-4.jpg?itok=4Q44PRnr | //www.youtube.com/embed/WBgnfhT2zUU?list=PLuuV0ELkYb5XWIWGE8t62IgJESrZ7E4YD | https://www.caleffi.com/sites/default/files/file/na10455-01.pdf
NA573102 | Replacement Filter for Autofill Combo | 86 | 81.4 | 8016615550641 | US | 8421210000 | 2021-06-01 | Yes | https://www.caleffi.com/node/40615 |  | https://www.caleffi.com/sites/default/files/styles/product_photo/public/file/na573100-4.jpg?itok=4Q44PRnr | //www.youtube.com/embed/WBgnfhT2zUU?list=PLuuV0ELkYb5XWIWGE8t62IgJESrZ7E4YD | https://www.caleffi.com/sites/default/files/file/na10455-01.pdf
NA59600 | Ball Valve 2" Female-Female | 13 | 131 | 8016615228830 | IT | 8481801085 | 2021-06-01 | Yes | https://www.caleffi.com/node/17360 |  | https://www.caleffi.com/sites/default/files/styles/product_photo/public/file/na59600.jpg?itok=Mnaq_1YT
NA61241 | Kit for Inverted Flare | 37 | 7.4 | 8016615963618 | IT | 8481909085 | 2021-06-01 | Yes | https://www.caleffi.com/node/12653 |  | https://www.caleffi.com/sites/default/files/styles/product_photo/public/file/na61241.jpg?itok=rBQfbgW9
NA644200 | 2-Way body w/24V act., no fittings | 41 | 239 | 8016615578416 | IT | 8481909085 | 2021-06-01 | Yes | https://www.caleffi.com/node/12837 |  | https://www.caleffi.com/sites/default/files/styles/product_photo/public/file/644240a.jpg?itok=Pajrp3zk | //www.youtube.com/embed/videoseries?list=PLuuV0ELkYb5VlgDbhcOVDtEAUuTQSVVwk
NA644300 | 3-Way diverting body w/24V act., no fittings | 41 | 259 | 8016615578430 | IT | 8481909085 | 2021-06-01 | Yes | https://www.caleffi.com/node/12840 |  | https://www.caleffi.com/sites/default/files/styles/product_photo/public/file/644353.jpg?itok=NfCAQoho | //www.youtube.com/embed/videoseries?list=PLuuV0ELkYb5VlgDbhcOVDtEAUuTQSVVwk
NA644300 3BY | 3-Way bypass body w/24V act., no fittings | 41 | 259 | 8016615578881 | IT | 8481909085 | 2021-06-01 | Yes | https://www.caleffi.com/node/12839 |  | https://www.caleffi.com/sites/default/files/styles/product_photo/public/file/6443523by.jpg?itok=hhXDBejI | //www.youtube.com/embed/videoseries?list=PLuuV0ELkYb5VlgDbhcOVDtEAUuTQSVVwk
NA669150 | Flow meter 1/4 to 1 gpm | 51 | 29 | 8016615964189 | DE | 9026105000 | 2021-06-01 | Yes | https://www.caleffi.com/node/15454 |  | https://www.caleffi.com/sites/default/files/styles/product_photo/public/file/669.jpg?itok=MzZa4VxS
NA669250 | Flow meter 1/2 to 2 gpm | 51 | 29 | 8016615964196 | DE | 9026105000 | 2021-06-01 | Yes | https://www.caleffi.com/node/15454 |  | https://www.caleffi.com/sites/default/files/styles/product_photo/public/file/669.jpg?itok=MzZa4VxS
R11059 | 1-1/4" Plug/Disc | 99 | 3.9 | 8016615202090 | IT | 8481909085 | 2021-06-01 | Yes | https://www.caleffi.com/node/24498 |  | https://www.caleffi.com/sites/default/files/styles/product_photo/public/file/r11059.jpg?itok=lGL3au-i
R31981 | 1/2" NPT Male Fitting | 94 | 9.8 | 8016615231175 | IT | 8481909085 | 2021-06-01 | Yes | https://www.caleffi.com/node/17677 |  | https://www.caleffi.com/sites/default/files/styles/product_photo/public/file/31901a.jpg?itok=DdsRQTIy
R39591 | Replacement gauge only | 51 | 22.3 | 8016615185775 | IT | 8481909085 | 2021-06-01 | Yes | https://www.caleffi.com/node/13739 | https://www.caleffi.com/sites/default/files/file/03587-15na-0121.pdf | https://www.caleffi.com/sites/default/files/styles/product_photo/public/file/na10056.jpg?itok=nforXkfg | //www.youtube.com/embed/J9-1DOZpfk8?list=PLC18D648800C03B89
R41660 | 1-1/4" NPT Tail Piece | 95 | 44.1 | 8016615358193 | IT | 8481909085 | 2021-06-01 | Yes | https://www.caleffi.com/node/18811 |  | https://www.caleffi.com/sites/default/files/styles/product_photo/public/file/na10009.jpg?itok=dA-8WoPu
R56142 | BLEED SCREW FOR AAV 5026 | 27 | 1.7 | 8016615090208 | IT | 8481909085 | 2021-06-01 | Yes | https://www.caleffi.com/node/17480 |  | https://www.caleffi.com/sites/default/files/styles/product_photo/public/file/56142.jpg?itok=1go62ta_
R56214 | PLASTIC VENT CAP | 27 | 1.8 | 8016615094534 | IT | 8481909085 | 2021-06-01 | Yes | https://www.caleffi.com/node/17478 |  | https://www.caleffi.com/sites/default/files/styles/product_photo/public/file/56214.jpg?itok=vu5wu2Fy
R59119 | Discal Air Vent Cap (551) | 27 | 10.8 | 8016615092646 | IT | 8481909085 | 2021-06-01 | Yes | https://www.caleffi.com/node/17482 |  | https://www.caleffi.com/sites/default/files/styles/product_photo/public/file/59119.jpg?itok=0NsMR8fR
R59681 | Hygroscopic Safety Cap- 5020+5021 | 27 | 16.3 | 8016615089936 | IT | 8481909085 | 2021-06-01 | Yes | https://www.caleffi.com/node/17363 |  | https://www.caleffi.com/sites/default/files/styles/product_photo/public/file/R59681.jpg?itok=6pwruvbl
Z111000 | Z-One™ 24V,Normally Closed Actuator,w/ Switch | 38 | 97.8 | 8016615072679 | US | 8481809050 | 2021-06-01 | Yes | https://www.caleffi.com/node/12657 | https://www.caleffi.com/sites/default/files/file/03556-03619na.pdf | https://www.caleffi.com/sites/default/files/styles/product_photo/public/file/z111000.jpg?itok=KFM9qOmb | //www.youtube.com/embed/videoseries?list=PLuuV0ELkYb5VK1y8t0bcxZ5mJPBmd8Lg1 | https://www.caleffi.com/sites/default/files/file/na10073_05.pdf
Z111900 | Z-One™ 24V,Normally Closed Actuator,w/ high current switch | 38 | 97.8 | 8016615575996 | IT | 8481809050 | 2021-06-01 | Yes | https://www.caleffi.com/node/12657 | https://www.caleffi.com/sites/default/files/file/03556-03619na.pdf | https://www.caleffi.com/sites/default/files/styles/product_photo/public/file/z111000.jpg?itok=KFM9qOmb | //www.youtube.com/embed/videoseries?list=PLuuV0ELkYb5VK1y8t0bcxZ5mJPBmd8Lg1 | https://www.caleffi.com/sites/default/files/file/na10073_05.pdf
Z116000 | Z-One™ 120V,Normally Closed Actuator,w/ Switch | 38 | 97.8 | 8016615164374 | IT | 8481809050 | 2021-06-01 | Yes | https://www.caleffi.com/node/12657 | https://www.caleffi.com/sites/default/files/file/03556-03619na.pdf | https://www.caleffi.com/sites/default/files/styles/product_photo/public/file/z111000.jpg?itok=KFM9qOmb | //www.youtube.com/embed/videoseries?list=PLuuV0ELkYb5VK1y8t0bcxZ5mJPBmd8Lg1 | https://www.caleffi.com/sites/default/files/file/na10073_05.pdf
Z121000 | Z-One™ 24V,Normally Closed Actuator,w/o Switch | 38 | 90.6 | 8016615072686 | IT | 8481809050 | 2021-06-01 | Yes | https://www.caleffi.com/node/12657 | https://www.caleffi.com/sites/default/files/file/03556-03619na.pdf | https://www.caleffi.com/sites/default/files/styles/product_photo/public/file/z111000.jpg?itok=KFM9qOmb | //www.youtube.com/embed/videoseries?list=PLuuV0ELkYb5VK1y8t0bcxZ5mJPBmd8Lg1 | https://www.caleffi.com/sites/default/files/file/na10073_05.pdf
Z126000 | Z-One™ 120V,Normally Closed Actuator,w/o Switch | 38 | 90.6 | 8016615112191 | IT | 8481809050 | 2021-06-01 | Yes | https://www.caleffi.com/node/12657 | https://www.caleffi.com/sites/default/files/file/03556-03619na.pdf | https://www.caleffi.com/sites/default/files/styles/product_photo/public/file/z111000.jpg?itok=KFM9qOmb | //www.youtube.com/embed/videoseries?list=PLuuV0ELkYb5VK1y8t0bcxZ5mJPBmd8Lg1 | https://www.caleffi.com/sites/default/files/file/na10073_05.pdf
Z131000 | Z-One™ 24V,Normally Open Actuator,w/ Switch | 38 | 107 | 8016615072693 | IT | 8481809050 | 2021-06-01 | Yes | https://www.caleffi.com/node/12660 | https://www.caleffi.com/sites/default/files/file/03556-03619na.pdf | https://www.caleffi.com/sites/default/files/styles/product_photo/public/file/z111000.jpg?itok=KFM9qOmb | //www.youtube.com/embed/videoseries?list=PLuuV0ELkYb5VK1y8t0bcxZ5mJPBmd8Lg1 | https://www.caleffi.com/sites/default/files/file/na10073_05.pdf
Z136000 | Z-One™ 120V,Normally Open Actuator,w/ Switch | 38 | 107 | 8016615196986 | US | 8481809050 | 2021-06-01 | Yes | https://www.caleffi.com/node/12660 | https://www.caleffi.com/sites/default/files/file/03556-03619na.pdf | https://www.caleffi.com/sites/default/files/styles/product_photo/public/file/z111000.jpg?itok=KFM9qOmb | //www.youtube.com/embed/videoseries?list=PLuuV0ELkYb5VK1y8t0bcxZ5mJPBmd8Lg1 | https://www.caleffi.com/sites/default/files/file/na10073_05.pdf
Z141000 | Z-One™ 24V,Normally Open Actuator,w/o Switch | 38 | 99.5 | 8016615072709 | US | 8481809050 | 2021-06-01 | Yes | https://www.caleffi.com/node/12660 | https://www.caleffi.com/sites/default/files/file/03556-03619na.pdf | https://www.caleffi.com/sites/default/files/styles/product_photo/public/file/z111000.jpg?itok=KFM9qOmb | //www.youtube.com/embed/videoseries?list=PLuuV0ELkYb5VK1y8t0bcxZ5mJPBmd8Lg1 | https://www.caleffi.com/sites/default/files/file/na10073_05.pdf
Z146000 | Z-One™ 120V,Normally Open Actuator,w/o Switch | 38 | 99.5 | 8016615156713 | US | 8481809050 | 2021-06-01 | Yes | https://www.caleffi.com/node/12660 | https://www.caleffi.com/sites/default/files/file/03556-03619na.pdf | https://www.caleffi.com/sites/default/files/styles/product_photo/public/file/z111000.jpg?itok=KFM9qOmb | //www.youtube.com/embed/videoseries?list=PLuuV0ELkYb5VK1y8t0bcxZ5mJPBmd8Lg1 | https://www.caleffi.com/sites/default/files/file/na10073_05.pdf
Z151000 | Z-One™ 24V,Normally Closed Actuator terminal block,w/ Switch | 38 | 101.3 | 8016615107173 | US | 8481809050 | 2021-06-01 | Yes | https://www.caleffi.com/node/12657 | https://www.caleffi.com/sites/default/files/file/03556-03619na.pdf | https://www.caleffi.com/sites/default/files/styles/product_photo/public/file/z111000.jpg?itok=KFM9qOmb | //www.youtube.com/embed/videoseries?list=PLuuV0ELkYb5VK1y8t0bcxZ5mJPBmd8Lg1 | https://www.caleffi.com/sites/default/files/file/na10073_05.pdf
Z161000 | Z-One™ 24V,Normally Closed Actuator terminal block,w/o Switch | 38 | 93 | 8016615547771 | IT | 8481809050 | 2021-06-01 | Yes | https://www.caleffi.com/node/12657 | https://www.caleffi.com/sites/default/files/file/03556-03619na.pdf | https://www.caleffi.com/sites/default/files/styles/product_photo/public/file/z111000.jpg?itok=KFM9qOmb | //www.youtube.com/embed/videoseries?list=PLuuV0ELkYb5VK1y8t0bcxZ5mJPBmd8Lg1 | https://www.caleffi.com/sites/default/files/file/na10073_05.pdf
Z200041 | Z-One™ 2-Way valve body,Inverted Flare,Inverted Flare,1.0Cv,75 PSI ∆P | 39 | 43.2 | 8016615073157 | IT | 8481809050 | 2021-06-01 | Yes | https://www.caleffi.com/node/12759 | https://www.caleffi.com/sites/default/files/file/03556-03619na.pdf | https://www.caleffi.com/sites/default/files/styles/product_photo/public/file/z200412.jpg?itok=PWjJ_6-- | //www.youtube.com/embed/videoseries?list=PLuuV0ELkYb5VK1y8t0bcxZ5mJPBmd8Lg1 | https://www.caleffi.com/sites/default/files/file/na10073_05.pdf
Z200042 | Z-One™ 2-Way valve body,Inverted Flare,Inverted Flare,2.5Cv,50 PSI ∆P | 39 | 43.2 | 8016615073164 | IT | 8481809050 | 2021-06-01 | Yes | https://www.caleffi.com/node/12759 | https://www.caleffi.com/sites/default/files/file/03556-03619na.pdf | https://www.caleffi.com/sites/default/files/styles/product_photo/public/file/z200412.jpg?itok=PWjJ_6-- | //www.youtube.com/embed/videoseries?list=PLuuV0ELkYb5VK1y8t0bcxZ5mJPBmd8Lg1 | https://www.caleffi.com/sites/default/files/file/na10073_05.pdf
Z200043 | Z-One™ 2-Way valve body,Inverted Flare,Inverted Flare,3.5Cv,30 PSI ∆P | 39 | 43.2 | 8016615073171 | IT | 8481809050 | 2021-06-01 | Yes | https://www.caleffi.com/node/12759 | https://www.caleffi.com/sites/default/files/file/03556-03619na.pdf | https://www.caleffi.com/sites/default/files/styles/product_photo/public/file/z200412.jpg?itok=PWjJ_6-- | //www.youtube.com/embed/videoseries?list=PLuuV0ELkYb5VK1y8t0bcxZ5mJPBmd8Lg1 | https://www.caleffi.com/sites/default/files/file/na10073_05.pdf
Z200053 | Z-One™ 2-Way valve body,1/2",SAE Flare,3.5Cv,35 PSI ∆P | 39 | 55.4 | 8016615261417 | IT | 8481809020 | 2021-06-01 | Yes | https://www.caleffi.com/node/12759 | https://www.caleffi.com/sites/default/files/file/03556-03619na.pdf | https://www.caleffi.com/sites/default/files/styles/product_photo/public/file/z200412.jpg?itok=PWjJ_6-- | //www.youtube.com/embed/videoseries?list=PLuuV0ELkYb5VK1y8t0bcxZ5mJPBmd8Lg1 | https://www.caleffi.com/sites/default/files/file/na10073_05.pdf
Z200411 | Z-One™ 2-Way valve body,1/2",NPT,1.0Cv,35 PSI ∆P | 39 | 43.2 | 8016615072716 | IT | 8481809050 | 2021-06-01 | Yes | https://www.caleffi.com/node/12759 | https://www.caleffi.com/sites/default/files/file/03556-03619na.pdf | https://www.caleffi.com/sites/default/files/styles/product_photo/public/file/z200412.jpg?itok=PWjJ_6-- | //www.youtube.com/embed/videoseries?list=PLuuV0ELkYb5VK1y8t0bcxZ5mJPBmd8Lg1 | https://www.caleffi.com/sites/default/files/file/na10073_05.pdf
Z200412 | Z-One™ 2-Way valve body,1/2",NPT,2.5Cv,50 PSI ∆P | 39 | 43.2 | 8016615072723 | IT | 8481809050 | 2021-06-01 | Yes | https://www.caleffi.com/node/12759 | https://www.caleffi.com/sites/default/files/file/03556-03619na.pdf | https://www.caleffi.com/sites/default/files/styles/product_photo/public/file/z200412.jpg?itok=PWjJ_6-- | //www.youtube.com/embed/videoseries?list=PLuuV0ELkYb5VK1y8t0bcxZ5mJPBmd8Lg1 | https://www.caleffi.com/sites/default/files/file/na10073_05.pdf
Z200413 | Z-One™ 2-Way valve body,1/2",NPT,3.5Cv,30 PSI ∆P | 39 | 43.2 | 8016615072730 | IT | 8481809050 | 2021-06-01 | Yes | https://www.caleffi.com/node/12759 | https://www.caleffi.com/sites/default/files/file/03556-03619na.pdf | https://www.caleffi.com/sites/default/files/styles/product_photo/public/file/z200412.jpg?itok=PWjJ_6-- | //www.youtube.com/embed/videoseries?list=PLuuV0ELkYb5VK1y8t0bcxZ5mJPBmd8Lg1 | https://www.caleffi.com/sites/default/files/file/na10073_05.pdf
Z200431 | Z-One™ 2-Way valve body,1/2",Sweat,1.0Cv,30 PSI ∆P | 39 | 39.5 | 8016615072747 | IT | 8481809050 | 2021-06-01 | Yes | https://www.caleffi.com/node/12759 | https://www.caleffi.com/sites/default/files/file/03556-03619na.pdf | https://www.caleffi.com/sites/default/files/styles/product_photo/public/file/z200412.jpg?itok=PWjJ_6-- | //www.youtube.com/embed/videoseries?list=PLuuV0ELkYb5VK1y8t0bcxZ5mJPBmd8Lg1 | https://www.caleffi.com/sites/default/files/file/na10073_05.pdf
Z200432 | Z-One™ 2-Way valve body,1/2",Sweat,2.5Cv,50 PSI ∆P | 39 | 39.5 | 8016615072754 | IT | 8481809050 | 2021-06-01 | Yes | https://www.caleffi.com/node/12759 | https://www.caleffi.com/sites/default/files/file/03556-03619na.pdf | https://www.caleffi.com/sites/default/files/styles/product_photo/public/file/z200412.jpg?itok=PWjJ_6-- | //www.youtube.com/embed/videoseries?list=PLuuV0ELkYb5VK1y8t0bcxZ5mJPBmd8Lg1 | https://www.caleffi.com/sites/default/files/file/na10073_05.pdf
Z200512 | Z-One™ 2-Way valve body,3/4",NPT,2.5Cv,50 PSI ∆P | 39 | 59 | 8016615079685 | IT | 8481809050 | 2021-06-01 | Yes | https://www.caleffi.com/node/12759 | https://www.caleffi.com/sites/default/files/file/03556-03619na.pdf | https://www.caleffi.com/sites/default/files/styles/product_photo/public/file/z200412.jpg?itok=PWjJ_6-- | //www.youtube.com/embed/videoseries?list=PLuuV0ELkYb5VK1y8t0bcxZ5mJPBmd8Lg1 | https://www.caleffi.com/sites/default/files/file/na10073_05.pdf
Z200513 | Z-One™ 2-Way valve body,3/4",NPT,3.5Cv,30 PSI ∆P | 39 | 59 | 8016615079692 | IT | 8481809050 | 2021-06-01 | Yes | https://www.caleffi.com/node/12759 | https://www.caleffi.com/sites/default/files/file/03556-03619na.pdf | https://www.caleffi.com/sites/default/files/styles/product_photo/public/file/z200412.jpg?itok=PWjJ_6-- | //www.youtube.com/embed/videoseries?list=PLuuV0ELkYb5VK1y8t0bcxZ5mJPBmd8Lg1 | https://www.caleffi.com/sites/default/files/file/na10073_05.pdf
Z200515 | Z-One™ 2-Way valve body,3/4",NPT,5.0Cv,25 PSI ∆P | 39 | 59 | 8016615079708 | IT | 8481809050 | 2021-06-01 | Yes | https://www.caleffi.com/node/12759 | https://www.caleffi.com/sites/default/files/file/03556-03619na.pdf | https://www.caleffi.com/sites/default/files/styles/product_photo/public/file/z200412.jpg?itok=PWjJ_6-- | //www.youtube.com/embed/videoseries?list=PLuuV0ELkYb5VK1y8t0bcxZ5mJPBmd8Lg1 | https://www.caleffi.com/sites/default/files/file/na10073_05.pdf
Z200517 | Z-One™ 2-Way valve body,3/4",NPT,7.5Cv,20 PSI ∆P | 39 | 59 | 8016615079715 | IT | 8481809050 | 2021-06-01 | Yes | https://www.caleffi.com/node/12759 | https://www.caleffi.com/sites/default/files/file/03556-03619na.pdf | https://www.caleffi.com/sites/default/files/styles/product_photo/public/file/z200412.jpg?itok=PWjJ_6-- | //www.youtube.com/embed/videoseries?list=PLuuV0ELkYb5VK1y8t0bcxZ5mJPBmd8Lg1 | https://www.caleffi.com/sites/default/files/file/na10073_05.pdf
Z200532 | Z-One™ 2-Way valve body,3/4",Sweat,2.5Cv,50 PSI ∆P | 39 | 52.2 | 8016615072778 | IT | 8481809050 | 2021-06-01 | Yes | https://www.caleffi.com/node/12759 | https://www.caleffi.com/sites/default/files/file/03556-03619na.pdf | https://www.caleffi.com/sites/default/files/styles/product_photo/public/file/z200412.jpg?itok=PWjJ_6-- | //www.youtube.com/embed/videoseries?list=PLuuV0ELkYb5VK1y8t0bcxZ5mJPBmd8Lg1 | https://www.caleffi.com/sites/default/files/file/na10073_05.pdf
Z200535 | Z-One™ 2-Way valve body,3/4",Sweat,5.0Cv,25 PSI ∆P | 39 | 52.2 | 8016615072792 | IT | 8481809050 | 2021-06-01 | Yes | https://www.caleffi.com/node/12759 | https://www.caleffi.com/sites/default/files/file/03556-03619na.pdf | https://www.caleffi.com/sites/default/files/styles/product_photo/public/file/z200412.jpg?itok=PWjJ_6-- | //www.youtube.com/embed/videoseries?list=PLuuV0ELkYb5VK1y8t0bcxZ5mJPBmd8Lg1 | https://www.caleffi.com/sites/default/files/file/na10073_05.pdf
Z200537 | Z-One™ 2-Way valve body,3/4",Sweat,7.5Cv,20 PSI ∆P | 39 | 52.2 | 8016615072808 | IT | 8481809050 | 2021-06-01 | Yes | https://www.caleffi.com/node/12759 | https://www.caleffi.com/sites/default/files/file/03556-03619na.pdf | https://www.caleffi.com/sites/default/files/styles/product_photo/public/file/z200412.jpg?itok=PWjJ_6-- | //www.youtube.com/embed/videoseries?list=PLuuV0ELkYb5VK1y8t0bcxZ5mJPBmd8Lg1 | https://www.caleffi.com/sites/default/files/file/na10073_05.pdf
Z200617 | Z-One™ 2-Way valve body,1",NPT,7.5Cv,20 PSI ∆P | 39 | 93.2 | 8016615079722 | IT | 8481809050 | 2021-06-01 | Yes | https://www.caleffi.com/node/12759 | https://www.caleffi.com/sites/default/files/file/03556-03619na.pdf | https://www.caleffi.com/sites/default/files/styles/product_photo/public/file/z200412.jpg?itok=PWjJ_6-- | //www.youtube.com/embed/videoseries?list=PLuuV0ELkYb5VK1y8t0bcxZ5mJPBmd8Lg1 | https://www.caleffi.com/sites/default/files/file/na10073_05.pdf
Z200635 | Z-One™ 2-Way valve body,1",Sweat,5.0Cv,25 PSI ∆P | 39 | 88.6 | 8016615079739 | IT | 8481809050 | 2021-06-01 | Yes | https://www.caleffi.com/node/12759 | https://www.caleffi.com/sites/default/files/file/03556-03619na.pdf | https://www.caleffi.com/sites/default/files/styles/product_photo/public/file/z200412.jpg?itok=PWjJ_6-- | //www.youtube.com/embed/videoseries?list=PLuuV0ELkYb5VK1y8t0bcxZ5mJPBmd8Lg1 | https://www.caleffi.com/sites/default/files/file/na10073_05.pdf
Z200637 | Z-One™ 2-Way valve body,1",Sweat,7.5Cv,20 PSI ∆P | 39 | 88.6 | 8016615079746 | IT | 8481809050 | 2021-06-01 | Yes | https://www.caleffi.com/node/12759 | https://www.caleffi.com/sites/default/files/file/03556-03619na.pdf | https://www.caleffi.com/sites/default/files/styles/product_photo/public/file/z200412.jpg?itok=PWjJ_6-- | //www.youtube.com/embed/videoseries?list=PLuuV0ELkYb5VK1y8t0bcxZ5mJPBmd8Lg1 | https://www.caleffi.com/sites/default/files/file/na10073_05.pdf
Z200683 | Z-One™ 2-Way valve body,1" male union,3.5Cv,30 PSI ∆P | 39 | 59 | 8016615573183 | IT | 8481809050 | 2021-06-01 | Yes | https://www.caleffi.com/node/12759 | https://www.caleffi.com/sites/default/files/file/03556-03619na.pdf | https://www.caleffi.com/sites/default/files/styles/product_photo/public/file/z200412.jpg?itok=PWjJ_6-- | //www.youtube.com/embed/videoseries?list=PLuuV0ELkYb5VK1y8t0bcxZ5mJPBmd8Lg1
Z200687 | Z-One™ 2-Way valve body,1",Male Union,7.5Cv,20 PSI ∆P | 39 | 59 | 8016615443493 | IT | 8481809050 | 2021-06-01 | Yes | https://www.caleffi.com/node/12759 | https://www.caleffi.com/sites/default/files/file/03556-03619na.pdf | https://www.caleffi.com/sites/default/files/styles/product_photo/public/file/z200412.jpg?itok=PWjJ_6-- | //www.youtube.com/embed/videoseries?list=PLuuV0ELkYb5VK1y8t0bcxZ5mJPBmd8Lg1
Z200737 | Z-One™ 2-Way valve body,1 1/4",Sweat,7.5Cv,20 PSI ∆P | 39 | 118 | 8016615087277 | IT | 8481809050 | 2021-06-01 | Yes | https://www.caleffi.com/node/12759 | https://www.caleffi.com/sites/default/files/file/03556-03619na.pdf | https://www.caleffi.com/sites/default/files/styles/product_photo/public/file/z200412.jpg?itok=PWjJ_6-- | //www.youtube.com/embed/videoseries?list=PLuuV0ELkYb5VK1y8t0bcxZ5mJPBmd8Lg1 | https://www.caleffi.com/sites/default/files/file/na10073_05.pdf
Z207411 | Z-One™ 2-Way valve body,1/2",NPT LEAD FREE,1 Cv,75 PSI ∆P, | 39 | 59 | 8016615564174 | IT | 8481809050 | 2021-06-01 | Yes | https://www.caleffi.com/node/40670 | https://www.caleffi.com/sites/default/files/file/03556-03619na.pdf | https://www.caleffi.com/sites/default/files/styles/product_photo/public/file/z200412.jpg?itok=PWjJ_6-- | //www.youtube.com/embed/videoseries?list=PLuuV0ELkYb5VK1y8t0bcxZ5mJPBmd8Lg1 | https://www.caleffi.com/sites/default/files/file/na10073_05.pdf
Z207433 | Z-One™ 2-Way valve body,1/2",Sweat LEAD FREE,3.5Cv,30 PSI ∆P | 39 | 55.4 | 8016615302479 | IT | 8481809050 | 2021-06-01 | Yes | https://www.caleffi.com/node/40670 | https://www.caleffi.com/sites/default/files/file/03556-03619na.pdf | https://www.caleffi.com/sites/default/files/styles/product_photo/public/file/z200412.jpg?itok=PWjJ_6-- | //www.youtube.com/embed/videoseries?list=PLuuV0ELkYb5VK1y8t0bcxZ5mJPBmd8Lg1 | https://www.caleffi.com/sites/default/files/file/na10073_05.pdf
Z300053 | Z-One™ 3-Way valve body,1/2",SAE Flare,3.5Cv,30 PSI ∆P | 39 | 69.1 | 8016615273618 | IT | 8481809020 | 2021-06-01 | Yes | https://www.caleffi.com/node/12830 | https://www.caleffi.com/sites/default/files/file/03556-03619na.pdf | https://www.caleffi.com/sites/default/files/styles/product_photo/public/file/z300737.jpg?itok=3ZVU-9k1 | //www.youtube.com/embed/videoseries?list=PLuuV0ELkYb5VK1y8t0bcxZ5mJPBmd8Lg1 | https://www.caleffi.com/sites/default/files/file/na10073_05.pdf
Z300411 | Z-One™ 3-Way valve body,1/2",NPT,1.0Cv,75 PSI ∆P | 39 | 57.5 | 8016615072815 | IT | 8481809050 | 2021-06-01 | Yes | https://www.caleffi.com/node/12830 | https://www.caleffi.com/sites/default/files/file/03556-03619na.pdf | https://www.caleffi.com/sites/default/files/styles/product_photo/public/file/z300737.jpg?itok=3ZVU-9k1 | //www.youtube.com/embed/videoseries?list=PLuuV0ELkYb5VK1y8t0bcxZ5mJPBmd8Lg1 | https://www.caleffi.com/sites/default/files/file/na10073_05.pdf
Z300412 | Z-One™ 3-Way valve body,1/2",NPT,2.5Cv,50 PSI ∆P | 39 | 57.5 | 8016615072822 | IT | 8481809050 | 2021-06-01 | Yes | https://www.caleffi.com/node/12830 | https://www.caleffi.com/sites/default/files/file/03556-03619na.pdf | https://www.caleffi.com/sites/default/files/styles/product_photo/public/file/z300737.jpg?itok=3ZVU-9k1 | //www.youtube.com/embed/videoseries?list=PLuuV0ELkYb5VK1y8t0bcxZ5mJPBmd8Lg1 | https://www.caleffi.com/sites/default/files/file/na10073_05.pdf
Z300413 | Z-One™ 3-Way valve body,1/2",NPT,3.5Cv,30 PSI ∆P | 39 | 57.5 | 8016615072839 | IT | 8481809050 | 2021-06-01 | Yes | https://www.caleffi.com/node/12830 | https://www.caleffi.com/sites/default/files/file/03556-03619na.pdf | https://www.caleffi.com/sites/default/files/styles/product_photo/public/file/z300737.jpg?itok=3ZVU-9k1 | //www.youtube.com/embed/videoseries?list=PLuuV0ELkYb5VK1y8t0bcxZ5mJPBmd8Lg1 | https://www.caleffi.com/sites/default/files/file/na10073_05.pdf
Z300431 | Z-One™ 3-Way valve body,1/2",Sweat,1.0Cv,75 PSI ∆P | 39 | 54 | 8016615072846 | IT | 8481809050 | 2021-06-01 | Yes | https://www.caleffi.com/node/12830 | https://www.caleffi.com/sites/default/files/file/03556-03619na.pdf | https://www.caleffi.com/sites/default/files/styles/product_photo/public/file/z300737.jpg?itok=3ZVU-9k1 | //www.youtube.com/embed/videoseries?list=PLuuV0ELkYb5VK1y8t0bcxZ5mJPBmd8Lg1 | https://www.caleffi.com/sites/default/files/file/na10073_05.pdf
Z300432 | Z-One™ 3-Way valve body,1/2",Sweat,2.5Cv,50 PSI ∆P | 39 | 54 | 8016615072853 | IT | 8481809050 | 2021-06-01 | Yes | https://www.caleffi.com/node/12830 | https://www.caleffi.com/sites/default/files/file/03556-03619na.pdf | https://www.caleffi.com/sites/default/files/styles/product_photo/public/file/z300737.jpg?itok=3ZVU-9k1 | //www.youtube.com/embed/videoseries?list=PLuuV0ELkYb5VK1y8t0bcxZ5mJPBmd8Lg1 | https://www.caleffi.com/sites/default/files/file/na10073_05.pdf
Z300512 | Z-One™ 3-Way valve body,3/4",NPT,2.5Cv,50 PSI ∆P | 39 | 71.9 | 8016615079753 | IT | 8481809050 | 2021-06-01 | Yes | https://www.caleffi.com/node/12830 | https://www.caleffi.com/sites/default/files/file/03556-03619na.pdf | https://www.caleffi.com/sites/default/files/styles/product_photo/public/file/z300737.jpg?itok=3ZVU-9k1 | //www.youtube.com/embed/videoseries?list=PLuuV0ELkYb5VK1y8t0bcxZ5mJPBmd8Lg1 | https://www.caleffi.com/sites/default/files/file/na10073_05.pdf
Z300513 | Z-One™ 3-Way valve body,3/4",NPT,3.5Cv,30 PSI ∆P | 39 | 71.9 | 8016615079760 | IT | 8481809050 | 2021-06-01 | Yes | https://www.caleffi.com/node/12830 | https://www.caleffi.com/sites/default/files/file/03556-03619na.pdf | https://www.caleffi.com/sites/default/files/styles/product_photo/public/file/z300737.jpg?itok=3ZVU-9k1 | //www.youtube.com/embed/videoseries?list=PLuuV0ELkYb5VK1y8t0bcxZ5mJPBmd8Lg1 | https://www.caleffi.com/sites/default/files/file/na10073_05.pdf
Z300515 | Z-One™ 3-Way valve body,3/4",NPT,5.0Cv,25 PSI ∆P | 39 | 71.9 | 8016615079777 | IT | 8481809050 | 2021-06-01 | Yes | https://www.caleffi.com/node/12830 | https://www.caleffi.com/sites/default/files/file/03556-03619na.pdf | https://www.caleffi.com/sites/default/files/styles/product_photo/public/file/z300737.jpg?itok=3ZVU-9k1 | //www.youtube.com/embed/videoseries?list=PLuuV0ELkYb5VK1y8t0bcxZ5mJPBmd8Lg1 | https://www.caleffi.com/sites/default/files/file/na10073_05.pdf
Z300517 | Z-One™ 3-Way valve body,3/4",NPT,7.5Cv,20 PSI ∆P | 39 | 71.9 | 8016615079784 | IT | 8481809050 | 2021-06-01 | Yes | https://www.caleffi.com/node/12830 | https://www.caleffi.com/sites/default/files/file/03556-03619na.pdf | https://www.caleffi.com/sites/default/files/styles/product_photo/public/file/z300737.jpg?itok=3ZVU-9k1 | //www.youtube.com/embed/videoseries?list=PLuuV0ELkYb5VK1y8t0bcxZ5mJPBmd8Lg1 | https://www.caleffi.com/sites/default/files/file/na10073_05.pdf
Z300532 | Z-One™ 3-Way valve body,3/4",Sweat,2.5Cv,50 PSI ∆P | 39 | 66.7 | 8016615072877 | IT | 8481809050 | 2021-06-01 | Yes | https://www.caleffi.com/node/12830 | https://www.caleffi.com/sites/default/files/file/03556-03619na.pdf | https://www.caleffi.com/sites/default/files/styles/product_photo/public/file/z300737.jpg?itok=3ZVU-9k1 | //www.youtube.com/embed/videoseries?list=PLuuV0ELkYb5VK1y8t0bcxZ5mJPBmd8Lg1 | https://www.caleffi.com/sites/default/files/file/na10073_05.pdf
Z300533 | Z-One™ 3-Way valve body,3/4",Sweat,3.5Cv,30 PSI ∆P | 39 | 66.7 | 8016615072884 | IT | 8481809050 | 2021-06-01 | Yes | https://www.caleffi.com/node/12830 | https://www.caleffi.com/sites/default/files/file/03556-03619na.pdf | https://www.caleffi.com/sites/default/files/styles/product_photo/public/file/z300737.jpg?itok=3ZVU-9k1 | //www.youtube.com/embed/videoseries?list=PLuuV0ELkYb5VK1y8t0bcxZ5mJPBmd8Lg1 | https://www.caleffi.com/sites/default/files/file/na10073_05.pdf
Z300535 | Z-One™ 3-Way valve body,3/4",Sweat,5.0Cv,25 PSI ∆P | 39 | 66.7 | 8016615072891 | IT | 8481809050 | 2021-06-01 | Yes | https://www.caleffi.com/node/12830 | https://www.caleffi.com/sites/default/files/file/03556-03619na.pdf | https://www.caleffi.com/sites/default/files/styles/product_photo/public/file/z300737.jpg?itok=3ZVU-9k1 | //www.youtube.com/embed/videoseries?list=PLuuV0ELkYb5VK1y8t0bcxZ5mJPBmd8Lg1 | https://www.caleffi.com/sites/default/files/file/na10073_05.pdf
Z300617 | Z-One™ 3-Way valve body,1",NPT,7.5Cv,20 PSI ∆P | 39 | 108 | 8016615079791 | IT | 8481809050 | 2021-06-01 | Yes | https://www.caleffi.com/node/12830 | https://www.caleffi.com/sites/default/files/file/03556-03619na.pdf | https://www.caleffi.com/sites/default/files/styles/product_photo/public/file/z300737.jpg?itok=3ZVU-9k1 | //www.youtube.com/embed/videoseries?list=PLuuV0ELkYb5VK1y8t0bcxZ5mJPBmd8Lg1 | https://www.caleffi.com/sites/default/files/file/na10073_05.pdf
Z300635 | Z-One™ 3-Way valve body,1",Sweat,5.0Cv,25 PSI ∆P | 39 | 100.4 | 8016615079807 | IT | 8481809050 | 2021-06-01 | Yes | https://www.caleffi.com/node/12830 | https://www.caleffi.com/sites/default/files/file/03556-03619na.pdf | https://www.caleffi.com/sites/default/files/styles/product_photo/public/file/z300737.jpg?itok=3ZVU-9k1 | //www.youtube.com/embed/videoseries?list=PLuuV0ELkYb5VK1y8t0bcxZ5mJPBmd8Lg1 | https://www.caleffi.com/sites/default/files/file/na10073_05.pdf
Z300637 | Z-One™ 3-Way valve body,1",Sweat,7.5Cv,20 PSI ∆P | 39 | 100.4 | 8016615079814 | IT | 8481809050 | 2021-06-01 | Yes | https://www.caleffi.com/node/12830 | https://www.caleffi.com/sites/default/files/file/03556-03619na.pdf | https://www.caleffi.com/sites/default/files/styles/product_photo/public/file/z300737.jpg?itok=3ZVU-9k1 | //www.youtube.com/embed/videoseries?list=PLuuV0ELkYb5VK1y8t0bcxZ5mJPBmd8Lg1 | https://www.caleffi.com/sites/default/files/file/na10073_05.pdf
Z300687 | Z-One™ 3-Way valve body,1",Male Union,7.5Cv,20 PSI ∆P | 39 | 75 | 8016615443509 | IT | 8481809050 | 2021-06-01 | Yes | https://www.caleffi.com/node/12830 | https://www.caleffi.com/sites/default/files/file/03556-03619na.pdf | https://www.caleffi.com/sites/default/files/styles/product_photo/public/file/z300737.jpg?itok=3ZVU-9k1 | //www.youtube.com/embed/videoseries?list=PLuuV0ELkYb5VK1y8t0bcxZ5mJPBmd8Lg1
Z300737 | Z-One™ 3-Way valve body,1 1/4",Sweat,7.5Cv,20 PSI ∆P | 39 | 122 | 8016615087284 | IT | 8481809050 | 2021-06-01 | Yes | https://www.caleffi.com/node/12830 | https://www.caleffi.com/sites/default/files/file/03556-03619na.pdf | https://www.caleffi.com/sites/default/files/styles/product_photo/public/file/z300737.jpg?itok=3ZVU-9k1 | //www.youtube.com/embed/videoseries?list=PLuuV0ELkYb5VK1y8t0bcxZ5mJPBmd8Lg1 | https://www.caleffi.com/sites/default/files/file/na10073_05.pdf
Z40 | Z-One™ 2-Way valve body,Normally Closed Actuatorw/ Switch,24V,Inverted Flare,Inverted Flare,3.5Cv,50 PSI ∆P | 37 | 142 | 8016615964776 | US | 8481809020 | 2021-06-01 | Yes | https://www.caleffi.com/node/12640 | https://www.caleffi.com/sites/default/files/file/03619_17na.pdf | https://www.caleffi.com/sites/default/files/styles/product_photo/public/file/z40.jpg?itok=1T8kMNpV | //www.youtube.com/embed/videoseries?list=PLuuV0ELkYb5VlMkY6tiyIsn9cs4cqXOpn | https://www.caleffi.com/sites/default/files/file/na10073_05.pdf
Z40F | Z-One™ 2-Way,NCw/ MS,24V,Inverted Flare, Inverted Flare,3.5Cv w/ fittings | 37 | 160 | 8016615964783 | US | 8481809020 | 2021-06-01 | Yes | https://www.caleffi.com/node/12640 | https://www.caleffi.com/sites/default/files/file/03619_17na.pdf | https://www.caleffi.com/sites/default/files/styles/product_photo/public/file/z40.jpg?itok=1T8kMNpV | //www.youtube.com/embed/videoseries?list=PLuuV0ELkYb5VlMkY6tiyIsn9cs4cqXOpn | https://www.caleffi.com/sites/default/files/file/na10073_05.pdf
Z42 | Z-One™ 2-Way valve body,Normally Closed Actuatorw/ Switch,24V,1/2",SAE Flare,3.5Cv,35 PSI ∆P | 37 | 154 | 8016615262209 | US | 8481809050 | 2021-06-01 | Yes | https://www.caleffi.com/node/12640 | https://www.caleffi.com/sites/default/files/file/03619_17na.pdf | https://www.caleffi.com/sites/default/files/styles/product_photo/public/file/z40.jpg?itok=1T8kMNpV | //www.youtube.com/embed/videoseries?list=PLuuV0ELkYb5VlMkY6tiyIsn9cs4cqXOpn | https://www.caleffi.com/sites/default/files/file/na10073_05.pdf
Z44 | Z-One™ 2-Way valve body,Normally Closed Actuatorw/ Switch,24V,1/2",Sweat,2.5Cv,50 PSI ∆P | 37 | 138 | 8016615964813 | US | 8481809020 | 2021-06-01 | Yes | https://www.caleffi.com/node/12640 | https://www.caleffi.com/sites/default/files/file/03619_17na.pdf | https://www.caleffi.com/sites/default/files/styles/product_photo/public/file/z40.jpg?itok=1T8kMNpV | //www.youtube.com/embed/videoseries?list=PLuuV0ELkYb5VlMkY6tiyIsn9cs4cqXOpn | https://www.caleffi.com/sites/default/files/file/na10073_05.pdf
Z44P | Z-One™ 2-Way,NCw/ MS,24V,1/2",Union Press,2.5Cv | 37 | 190 | 8016615551051 | IT | 8481809050 | 2021-06-01 | Yes | https://www.caleffi.com/node/12643 | https://www.caleffi.com/sites/default/files/file/03619_17na.pdf | https://www.caleffi.com/sites/default/files/styles/product_photo/public/file/z45_0.jpg?itok=pTOkZIs5 | //www.youtube.com/embed/videoseries?list=PLuuV0ELkYb5VlMkY6tiyIsn9cs4cqXOpn | https://www.caleffi.com/sites/default/files/file/na10073_05.pdf
Z45 | Z-One™ 2-Way valve body,Normally Closed Actuatorw/ Switch,24V,3/4",Sweat,7.5Cv,20 PSI ∆P | 37 | 150 | 8016615964851 | US | 8481809050 | 2021-06-01 | Yes | https://www.caleffi.com/node/12640 | https://www.caleffi.com/sites/default/files/file/03619_17na.pdf | https://www.caleffi.com/sites/default/files/styles/product_photo/public/file/z40.jpg?itok=1T8kMNpV | //www.youtube.com/embed/videoseries?list=PLuuV0ELkYb5VlMkY6tiyIsn9cs4cqXOpn | https://www.caleffi.com/sites/default/files/file/na10073_05.pdf
Z45P | Z-One™ 2-Way,NCw/ MS,24V,3/4", Union Press,7.5Cv | 37 | 193 | 8016615471175 | IT | 8481809050 | 2021-06-01 | Yes | https://www.caleffi.com/node/12643 | https://www.caleffi.com/sites/default/files/file/03619_17na.pdf | https://www.caleffi.com/sites/default/files/styles/product_photo/public/file/z45_0.jpg?itok=pTOkZIs5 | //www.youtube.com/embed/videoseries?list=PLuuV0ELkYb5VlMkY6tiyIsn9cs4cqXOpn | https://www.caleffi.com/sites/default/files/file/na10073_05.pdf
Z45PL | Z-One™ 2-Way,NCw/ MS,24V,3/4", Union Press Long,7.5Cv | 37 | 212 | 8016615551068 | IT | 8481809050 | 2021-06-01 | Yes | https://www.caleffi.com/node/12643 | https://www.caleffi.com/sites/default/files/file/03619_17na.pdf | https://www.caleffi.com/sites/default/files/styles/product_photo/public/file/z45_0.jpg?itok=pTOkZIs5 | //www.youtube.com/embed/videoseries?list=PLuuV0ELkYb5VlMkY6tiyIsn9cs4cqXOpn | https://www.caleffi.com/sites/default/files/file/na10073_05.pdf
Z46 | Z-One™ 2-Way valve body,Normally Closed Actuatorw/ Switch,24V,1",Sweat,7.5Cv,20 PSI ∆P | 37 | 187 | 8016615964868 | US | 8481809020 | 2021-06-01 | Yes | https://www.caleffi.com/node/12640 | https://www.caleffi.com/sites/default/files/file/03619_17na.pdf | https://www.caleffi.com/sites/default/files/styles/product_photo/public/file/z40.jpg?itok=1T8kMNpV | //www.youtube.com/embed/videoseries?list=PLuuV0ELkYb5VlMkY6tiyIsn9cs4cqXOpn | https://www.caleffi.com/sites/default/files/file/na10073_05.pdf
Z46P | Z-One™ 2-Way,NCw/ MS,24V,1",Union Press,7.5Cv | 37 | 218 | 8016615551075 | IT | 8481809050 | 2021-06-01 | Yes | https://www.caleffi.com/node/12643 | https://www.caleffi.com/sites/default/files/file/03619_17na.pdf | https://www.caleffi.com/sites/default/files/styles/product_photo/public/file/z45_0.jpg?itok=pTOkZIs5 | //www.youtube.com/embed/videoseries?list=PLuuV0ELkYb5VlMkY6tiyIsn9cs4cqXOpn | https://www.caleffi.com/sites/default/files/file/na10073_05.pdf
Z47 | Z-One™ 2-Way valve body,Normally Closed Actuatorw/ Switch,24V,1 1/4",Sweat,7.5Cv,20 PSI ∆P | 37 | 217 | 8016615964875 | US | 8481809020 | 2021-06-01 | Yes | https://www.caleffi.com/node/12640 | https://www.caleffi.com/sites/default/files/file/03619_17na.pdf | https://www.caleffi.com/sites/default/files/styles/product_photo/public/file/z40.jpg?itok=1T8kMNpV | //www.youtube.com/embed/videoseries?list=PLuuV0ELkYb5VlMkY6tiyIsn9cs4cqXOpn | https://www.caleffi.com/sites/default/files/file/na10073_05.pdf
Z50 | Z-One™ 2-Way valve body,Normally Closed Actuator terminal blockw/ Switch,24V,Inverted Flare,Inverted Flare,3.5Cv,35 PSI ∆P | 37 | 145 | 8016615964882 | US | 8481809020 | 2021-06-01 | Yes | https://www.caleffi.com/node/12645 | https://www.caleffi.com/sites/default/files/file/03619_17na.pdf | https://www.caleffi.com/sites/default/files/styles/product_photo/public/file/z50.jpg?itok=y4KNdXyW | //www.youtube.com/embed/videoseries?list=PLuuV0ELkYb5VlMkY6tiyIsn9cs4cqXOpn | https://www.caleffi.com/sites/default/files/file/na10073_05.pdf
Z50F | Z-One™ 2-Way,NC TERMINAL Block, w/ MS,24V,Inverted Flare, Inverted Flare,3.5Cv w/ fittings | 37 | 164 | 8016615964899 | US | 8481809020 | 2021-06-01 | Yes | https://www.caleffi.com/node/12645 | https://www.caleffi.com/sites/default/files/file/03619_17na.pdf | https://www.caleffi.com/sites/default/files/styles/product_photo/public/file/z50.jpg?itok=y4KNdXyW | //www.youtube.com/embed/videoseries?list=PLuuV0ELkYb5VlMkY6tiyIsn9cs4cqXOpn | https://www.caleffi.com/sites/default/files/file/na10073_05.pdf
Z54 | Z-One™ 2-Way valve body,Normally Closed Actuator terminal blockw/ Switch,24V,1/2",Sweat,2.5Cv,50 PSI ∆P | 37 | 142 | 8016615964905 | US | 8481809020 | 2021-06-01 | Yes | https://www.caleffi.com/node/12645 | https://www.caleffi.com/sites/default/files/file/03619_17na.pdf | https://www.caleffi.com/sites/default/files/styles/product_photo/public/file/z50.jpg?itok=y4KNdXyW | //www.youtube.com/embed/videoseries?list=PLuuV0ELkYb5VlMkY6tiyIsn9cs4cqXOpn | https://www.caleffi.com/sites/default/files/file/na10073_05.pdf
Z54P | Z-One™ 2-Way,NC TERMINAL Block, w/ MS,24V,1/2", Union Press,2.5Cv | 37 | 193 | 8016615551082 | IT | 8481809020 | 2021-06-01 | Yes | https://www.caleffi.com/node/12643 | https://www.caleffi.com/sites/default/files/file/03619_17na.pdf | https://www.caleffi.com/sites/default/files/styles/product_photo/public/file/z45_0.jpg?itok=pTOkZIs5 | //www.youtube.com/embed/videoseries?list=PLuuV0ELkYb5VlMkY6tiyIsn9cs4cqXOpn | https://www.caleffi.com/sites/default/files/file/na10073_05.pdf
Z55 | Z-One™ 2-Way valve body,Normally Closed Actuator terminal blockw/ Switch,24V,3/4",Sweat,7.5Cv,20 PSI ∆P | 37 | 154 | 8016615964912 | US | 8481809020 | 2021-06-01 | Yes | https://www.caleffi.com/node/12645 | https://www.caleffi.com/sites/default/files/file/03619_17na.pdf | https://www.caleffi.com/sites/default/files/styles/product_photo/public/file/z50.jpg?itok=y4KNdXyW | //www.youtube.com/embed/videoseries?list=PLuuV0ELkYb5VlMkY6tiyIsn9cs4cqXOpn | https://www.caleffi.com/sites/default/files/file/na10073_05.pdf
Z55P | Z-One™ 2-Way,NC TERMINAL Block, w/ MS,24V,3/4",Union Press,7.5Cv | 37 | 196 | 8016615471182 | IT | 8481809050 | 2021-06-01 | Yes | https://www.caleffi.com/node/12645 | https://www.caleffi.com/sites/default/files/file/03619_17na.pdf | https://www.caleffi.com/sites/default/files/styles/product_photo/public/file/z50.jpg?itok=y4KNdXyW | //www.youtube.com/embed/videoseries?list=PLuuV0ELkYb5VlMkY6tiyIsn9cs4cqXOpn | https://www.caleffi.com/sites/default/files/file/na10073_05.pdf
Z55PL | Z-One™ 2-Way,NC TERMINAL Block, w/ MS,24V,3/4",Union Press Long,7.5Cv | 37 | 215 | 8016615551099 | IT | 8481809050 | 2021-06-01 | Yes | https://www.caleffi.com/node/12643 | https://www.caleffi.com/sites/default/files/file/03619_17na.pdf | https://www.caleffi.com/sites/default/files/styles/product_photo/public/file/z45_0.jpg?itok=pTOkZIs5 | //www.youtube.com/embed/videoseries?list=PLuuV0ELkYb5VlMkY6tiyIsn9cs4cqXOpn | https://www.caleffi.com/sites/default/files/file/na10073_05.pdf
Z55S | Z-One™ 2-Way,NC TERMINAL Block, w/ MS,24V,3/4",Union Sweat,7.5Cv | 37 | 187 | 8016615635584 | IT | 8481809050 | 2021-06-01 | Yes | https://www.caleffi.com/node/62499 |  | https://www.caleffi.com/sites/default/files/styles/product_photo/public/file/z55s.jpg?itok=o0HbnNHu | //www.youtube.com/embed/videoseries?list=PLuuV0ELkYb5VlMkY6tiyIsn9cs4cqXOpn | https://www.caleffi.com/sites/default/files/file/na10073_05.pdf
Z56 | Z-One™ 2-Way valve body,Normally Closed Actuator terminal blockw/ Switch,24V,1",Sweat,7.5Cv,20 PSI ∆P | 37 | 190 | 8016615964929 | US | 8481809020 | 2021-06-01 | Yes | https://www.caleffi.com/node/12645 | https://www.caleffi.com/sites/default/files/file/03619_17na.pdf | https://www.caleffi.com/sites/default/files/styles/product_photo/public/file/z50.jpg?itok=y4KNdXyW | //www.youtube.com/embed/videoseries?list=PLuuV0ELkYb5VlMkY6tiyIsn9cs4cqXOpn | https://www.caleffi.com/sites/default/files/file/na10073_05.pdf
Z56P | Z-One™ 2-Way,NC TERMINAL Block, w/ MS,24V,1",Union Press,7.5Cv | 37 | 223 | 8016615551105 | IT | 8481809020 | 2021-06-01 | Yes | https://www.caleffi.com/node/12643 | https://www.caleffi.com/sites/default/files/file/03619_17na.pdf | https://www.caleffi.com/sites/default/files/styles/product_photo/public/file/z45_0.jpg?itok=pTOkZIs5 | //www.youtube.com/embed/videoseries?list=PLuuV0ELkYb5VlMkY6tiyIsn9cs4cqXOpn | https://www.caleffi.com/sites/default/files/file/na10073_05.pdf
Z57 | Z-One™ 2-Way valve body,Normally Closed Actuator terminal blockw/ Switch,24V,1 1/4",Sweat,7.5Cv,20 PSI ∆P | 37 | 221 | 8016615964936 | US | 8481809020 | 2021-06-01 | Yes | https://www.caleffi.com/node/12645 | https://www.caleffi.com/sites/default/files/file/03619_17na.pdf | https://www.caleffi.com/sites/default/files/styles/product_photo/public/file/z50.jpg?itok=y4KNdXyW | //www.youtube.com/embed/videoseries?list=PLuuV0ELkYb5VlMkY6tiyIsn9cs4cqXOpn | https://www.caleffi.com/sites/default/files/file/na10073_05.pdf
ZSR101 | Z-One single zone pump relay | 40 | 104 | 8016615438109 | CA | 8537109150 | 2021-06-01 | Yes | https://www.caleffi.com/node/16554 | https://www.caleffi.com/sites/default/files/file/03619_17na.pdf |  | //www.youtube.com/embed/videoseries?list=PLuuV0ELkYb5W5cfKQPw9x9GsD4SFjv5e_ | https://www.caleffi.com/sites/default/files/file/na10331_01_wg.pdf
ZSR103 | Z-One 3 zone pump Control | 40 | 245 | 8016615438116 | CA | 8537109150 | 2021-06-01 | Yes | https://www.caleffi.com/node/16550 | https://www.caleffi.com/sites/default/files/file/03619_17na.pdf | https://www.caleffi.com/sites/default/files/styles/product_photo/public/file/zsr-top.jpg?itok=NtgKn4jh | //www.youtube.com/embed/videoseries?list=PLuuV0ELkYb5W5cfKQPw9x9GsD4SFjv5e_ | https://www.caleffi.com/sites/default/files/file/na10334_01_wg.pdf
ZSR104 | Z-One 4 zone pump Control | 40 | 287 | 8016615438123 | CA | 8537109150 | 2021-06-01 | Yes | https://www.caleffi.com/node/16550 | https://www.caleffi.com/sites/default/files/file/03619_17na.pdf | https://www.caleffi.com/sites/default/files/styles/product_photo/public/file/zsr-top.jpg?itok=NtgKn4jh | //www.youtube.com/embed/videoseries?list=PLuuV0ELkYb5W5cfKQPw9x9GsD4SFjv5e_ | https://www.caleffi.com/sites/default/files/file/na10334_01_wg.pdf
ZSR106 | Z-One 6 zone pump Control | 40 | 351 | 8016615438130 | CA | 8537109150 | 2021-06-01 | Yes | https://www.caleffi.com/node/16550 | https://www.caleffi.com/sites/default/files/file/03619_17na.pdf | https://www.caleffi.com/sites/default/files/styles/product_photo/public/file/zsr-top.jpg?itok=NtgKn4jh | //www.youtube.com/embed/videoseries?list=PLuuV0ELkYb5W5cfKQPw9x9GsD4SFjv5e_ | https://www.caleffi.com/sites/default/files/file/na10334_01_wg.pdf
ZVR103 | Z-One 3 Zone zone valve Control | 40 | 186 | 8016615438147 | CA | 8537109150 | 2021-06-01 | Yes | https://www.caleffi.com/node/16552 | https://www.caleffi.com/sites/default/files/file/03619_17na.pdf | https://www.caleffi.com/sites/default/files/styles/product_photo/public/file/zvr-top.jpg?itok=LVAzUVJV | //www.youtube.com/embed/videoseries?list=PLuuV0ELkYb5UsRZs-6EkxuKcCbaoxGsEA | https://www.caleffi.com/sites/default/files/file/na10333_01_wg.pdf
ZVR104 | Z-One 4 Zone zone valve Control | 40 | 221 | 8016615438154 | CA | 8537109150 | 2021-06-01 | Yes | https://www.caleffi.com/node/16552 | https://www.caleffi.com/sites/default/files/file/03619_17na.pdf | https://www.caleffi.com/sites/default/files/styles/product_photo/public/file/zvr-top.jpg?itok=LVAzUVJV | //www.youtube.com/embed/videoseries?list=PLuuV0ELkYb5UsRZs-6EkxuKcCbaoxGsEA | https://www.caleffi.com/sites/default/files/file/na10333_01_wg.pdf
ZVR106 | Z-One 4 Zone zone valve Control | 40 | 287 | 8016615438161 | CA | 8537109150 | 2021-06-01 | Yes | https://www.caleffi.com/node/16552 | https://www.caleffi.com/sites/default/files/file/03619_17na.pdf | https://www.caleffi.com/sites/default/files/styles/product_photo/public/file/zvr-top.jpg?itok=LVAzUVJV | //www.youtube.com/embed/videoseries?list=PLuuV0ELkYb5UsRZs-6EkxuKcCbaoxGsEA | https://www.caleffi.com/sites/default/files/file/na10333_01_wg.pdf